## SOV
Added/ Reno Date | Delete Date | Campus | Location Owner | Occupancy | Street | City | State | Zip | Flood Zone | Area | Building Value | Content Value | Outdoor Property | Total Value | Bldg. Occp | Built | Last Year Renovated | Wet Pipe Sprinkler | Stand Pipe Hose | Private Fire Hydrant | Type of Burglary Protection | Last Year (re)Roofed | Age of Roof | Roof Material | Construction Type | Roof Pitch | # of Stories | Fire Alarm System
2019-06-13 |  | DSO | District Offices (DSO) | ACCESS-District Support Operations (Bldg #1) | 2222 North Alamo Street | San Antonio | TX | 78215 | X | 156281 | 60000000 | 15000000 | - | 75000000 | 2045 | 2019 | - | NFPA 13 Sprinkler, NFPA 14 Manual Wet Standpipe |  |  | NFPA 72 Emergency Voice Alarm Communication System | - | 2019 | TPO on tapered insulation, plywood, and T&G timber decking | IIB Non-Combustible |  | 3
2023-05-23 |  | DSO | District Offices (DSO) | Southside Education and Training Center (SETC) | 1760 Martinez-Losoya Road | San Antonio | TX | 78221 | X | 48915 | 16412886 | 5132546 | 10000 | 21555432 | 911 | 2023 | - | Yes |  |  |  | - | 2023 | Concrete Slab, Steel | Type II |  | 2 | Yes
2023-01-10 |  | DSO | District Offices (DSO) | Westside Education and Training Center (WETC) (Bldg A) | 610 SW 41st Street | San Antonio | TX | 78237 |  | 39613 | 16538519 | 885447 |  | 17423966 | 790 | 2022 | [8 empty] | steel frame structure |  | 2
2023-01-10 |  | DSO | District Offices (DSO) | Westside Education and Training Center (WETC) (Bldg B) | 610 SW 41st Street | San Antonio | TX | 78237 |  | 7294 | 3045262 | 220893 |  | 3266155 | 85 | 2022 | [10 empty] | 2
|  | DSO | District Offices (DSO) | Workforce Center of Excellence (Bldg #8) | 203 Norton Street | San Antonio | TX | 78211 | X | 40000 | 10451334 | 2333047.08 |  | 12784381.08 |  | 1992 | 2012 | [7 empty] | Type II Construction: Non-Combustible |  | 1
2018-08-14 |  | DSO | District Offices (DSO) | Redundant Police Dispatch Center (Bldg #10) | 393 Frederick Eglin | San Antonio | TX | 78226 |  | 3183 | 1600000 | 1400000 |  | 3000000 | [12 empty] | 1
|  | DSO | Leased Property | Falls City |  | Falls City | TX |  |  |  |  | 32787.35 |  | 32787.35
|  | DSO | Leased Property | Fort Sam Houston JBSA |  | San Antonio | TX |  | X |  |  | 28529.59 |  | 28529.59
|  | DSO | Leased Property | Lackland JBSA |  | San Antonio | TX |  | X |  |  | 58899.57 |  | 58899.57
|  | DSO | Leased Property | Marion High School | 506 Bulldog Ln | Marion | TX | 78124 |  |  |  | 26011.95 |  | 26011.95
|  | DSO | Leased Property | Randolph JBSA | 555 E. Street East | JBSA Randolph | TX | 78150 |  |  |  | 47498.56 |  | 47498.56
|  | DSO | Leased Property (DSO) | Brackenridge Education Training Center (BETC) | 532 Center Street | San Antonio | TX | 78202 | X | 5720 |  | 40198.44 |  | 40198.44
|  | DSO | Leased Property (DSO) | Central Texas Technology Center (CTTC) (Bldg #2) | 2193 FM 758 | New Braunfels | TX | 78130 |  | 30000 |  | 1061205 |  | 1061205 | [12 empty] | 1
|  | DSO | District Offices (DSO) | Eastside Education and Training Center (EETC) Admin/Academic (Bldg #1) | 4551 Dietrich | San Antonio | TX | 78219 | X | 30374 |  | 400000 |  | 400000 | [12 empty] | 2
|  | DSO | District Offices (DSO) | Eastside Education and Training Center (EETC) Child Care (Bldg #3) | 4551 Dietrich | San Antonio | TX | 78219 | X | 4922 |  | 50000 |  | 50000
|  | DSO | District Offices (DSO) | Eastside Education and Training Center (EETC) Gym (Bldg #4) | 4551 Dietrich | San Antonio | TX | 78219 | X | 5040 |  | 150000 |  | 150000
|  | DSO | District Offices (DSO) | Eastside Education and Training Center (EETC) Library (Bldg #2) | 4551 Dietrich | San Antonio | TX | 78219 | X | 15662 |  | 150000 |  | 150000
|  | DSO | Leased Property (DSO) | Greater Kerrville Center (GKC) | 1012 Barnett Street | Kerrville | TX | 78028 |  | 13423 |  | 295252.07 |  | 295252.07
|  | DSO | Leased Property (DSO) | Greater Kerrville Center (GKC) - Replacement Welding Center | 1012 Barnett Street | Kerrville | TX | 78028 | [5 empty] | 0
|  | DSO | Leased Property (DSO) | Harlandale Education Training Center (HETC) | 7026 S Flores St | San Antonio | TX | 78221 | X |  |  | 6233.2 |  | 6233.2
2022-11-17 |  | DSO | Leased Property (DSO) | Off-site storage faciltiy (Life Storage) | 2300 Broadway St Unit# 1179 and 739 | San Antonio | TX | 78215 |  |  | - | 40000 |  | 40000
|  | DSO | Leased Property (NVC) | Incarnate Word | 9729 Datapoint Drive | San Antonio | TX | 78229 | X | 7481 |  | 2858 |  | 2858
|  | DSO | Leased Property (PAC) | Stinson Field | 8535 Mission Road | San Antonio | TX | 78214 | X | 4907 |  | 154529 |  | 154529
|  | DSO | Leased Property (SAC) | SAC Welcome Center | 1533 N. Main | San Antonio | TX | 78207 | X | 7000 |  | 500000 |  | 500000
|  | DSO | Leased Property (SAC) | Off-site storage faciltiy (Life Storage) | 4618 San Pedro Ave., Unit #1114, 1115, 1116, 1117, 1118, 1119, 1140, 1142, 1143, 1144, 1148 | San Antonio | TX | 78212 |  |  |  | 50000 |  | 50000
|  | NLC | NORTHEAST LAKEVIEW COLLEGE (NLC) | Blanco Hall-Fine Arts (Building #400) | 1201 Kitty Hawk | Universal City | TX | 78148 | X | 25285 | 4747372.2408 | 541937.1 |  | 5289309.3408 | 295 | 2009 | 2010 | Yes | No | [7 empty] | 2
|  | NLC | NORTHEAST LAKEVIEW COLLEGE (NLC) | Bosque Science Center (Building #200) | 1201 Kitty Hawk | Universal City | TX | 78148 | X | 26144 | 6399508.6484 | 909367.38 |  | 7308876.0284 | 325 | 2008 | - | Yes | Yes | [7 empty] | 2
|  | NLC | NORTHEAST LAKEVIEW COLLEGE (NLC) | Brazos Student Union (Building #300) | 1201 Kitty Hawk | Universal City | TX | 78148 | X | 64191 | 13483070.6346 | 1080145.24 |  | 14563215.8746 | 524 | 2009 |  | Yes | No | [5 empty] | Type II Construction: Non-Combustible |  | 2
|  | NLC | NORTHEAST LAKEVIEW COLLEGE (NLC) | Comal Learning Resource Center-Library/Learning Center (Building #600) | 1201 Kitty Hawk | Universal City | TX | 78148 | X | 86260 | 20052919 | 1661171.34 |  | 21714090.34 | 782 | 2008 |  | Yes | Yes | [5 empty] | Type II Construction: Non-Combustible |  | 3
|  | NLC | NORTHEAST LAKEVIEW COLLEGE (NLC) | Lampasas Performing Arts Center (Building #500) | 1201 Kitty Hawk | Universal City | TX | 78148 | X | 22320 | 7334299.5021 | 94312.13 |  | 7428611.6321 | 343 | 2009 |  | Yes | Yes | [7 empty] | 1
|  | NLC | NORTHEAST LAKEVIEW COLLEGE (NLC) | Llano Wellness Center (Building #100) | 1201 Kitty Hawk | Universal City | TX | 78148 | X | 46617 | 8833319 | 253637.85 |  | 9086956.85 | 338 | 2009 | 2012 | Yes | No | [5 empty] | MNC |  | 2
|  | NLC | NORTHEAST LAKEVIEW COLLEGE (NLC) | Medina CTE Center-Career Technology (Building #800) | 1201 Kitty Hawk | Universal City | TX | 78148 | X | 22300 | 4942070.0445 | 614660.12 |  | 5556730.1645 | 314 | 2008 |  | Yes | No | [7 empty] | 2
|  | NLC | NORTHEAST LAKEVIEW COLLEGE (NLC) | NLC Thermal Storage Tank | 1201 Kitty Hawk | Universal City | TX | 78148 | X | 3848 | 1858043.42 |  |  | 1858043.42
|  | NLC | NORTHEAST LAKEVIEW COLLEGE (NLC) | Observatory | 1201 Kitty Hawk | Universal City | TX | 78148 | X | 430 | 34983 | 80000 |  | 114983 |  | 2010
2022-08-19 |  | NLC | NORTHEAST LAKEVIEW COLLEGE (NLC) | Paluxy Hall-STEM (Building #900) | 1201 Kitty Hawk | Universal City | TX | 78148 | X | 86390 | 37636209 | 2500000 |  | 40136209 |  | 2022 | [8 empty] | Masonry and Concrete |  | 3
|  | NLC | NORTHEAST LAKEVIEW COLLEGE (NLC) | Physical Plant | 1201 Kitty Hawk | Universal City | TX | 78148 | X | 10763 | 8030805 | 109548.57 |  | 8140353.57 |  | 2008 | 2012 | Yes | No | [7 empty] | 1
|  | NLC | NORTHEAST LAKEVIEW COLLEGE (NLC) | Rock Climbing Wall | 1201 Kitty Hawk | Universal City | TX | 78148 | X | 800 | 120000 |  |  | 120000 | [10 empty] | Type II Construction: Non-Combustible |  | 3
|  | NLC | NORTHEAST LAKEVIEW COLLEGE (NLC) | Salado Hall-Academic (Building #700) | 1201 Kitty Hawk | Universal City | TX | 78148 | X | 64241 | 11868883.4307 | 1031614.14 |  | 12900497.5707 | 982 | 2008 |  | Yes | Yes | [5 empty] | Type II Construction: Non-Combustible |  | 3
|  | NVC | NORTHWEST VISTA COLLEGE (NVC) | Juniper Hall-Academic Center-Bldg #5 | 3535 North Ellison Drive | San Antonio | TX | 78251 | X | 76184 | 16636501.9248 | 1263645.04 |  | 17900146.9648 | 963 | 2008 | - | X | StndPipe @ Stair Lndg | 3 | Sec. Cameras / Card Readers @ Ext Drs. | - | New | modified bitumen/metal | Type II-B | 1/4" per foot/varies | 3 | Manual
|  | NVC | NORTHWEST VISTA COLLEGE (NVC) | Live Oak Hall-Academic Center-Bldg #7 | 3535 North Ellison Drive | San Antonio | TX | 78251 | X | 85848 | 19579277.0406 | 837355.41 |  | 20416632.4506 | 1204 | 2008 |  | X | StndPipe @ Stair Lndg | 3 | Sec. Cameras / Card Readers @ Ext Drs. |  | New | modified bitumen/metal | Type II-B | 1/4" per foot | 3 | Manual
|  | NVC | NORTHWEST VISTA COLLEGE (NVC) | Mountain Laurel Hall-Academic Center-Bldg #2 | 3535 North Ellison Drive | San Antonio | TX | 78251 | X | 74048 | 14638651.8477 | 2506201.68 |  | 17144853.5277 | 687 | 1998 | 2009 | X |  | 6 |  |  |  |  | B |  | 2
2021-07-29 |  | NVC | NORTHWEST VISTA COLLEGE (NVC) | Cedar Elm STEM Center-Bldg #15 | 3535 North Ellison Drive | San Antonio | TX | 78251 | X | 53044 | 33900000 | 2500000 |  | 36400000 | 1258 | 2022 | [8 empty] | Type II-B |  | 3 | Automatic
|  | NVC | NORTHWEST VISTA COLLEGE (NVC) | Huisache Hall-College Commons/Renovation/Gym Addition-Blg #4 | 3535 North Ellison Drive | San Antonio | TX | 78251 | X | 71996 | 16472851.3509 | 309436.58 |  | 16782287.9309 | 351 | 1998 | 2009 | X |  | 6 |  |  |  |  | B |  | 2
|  | NVC | NORTHWEST VISTA COLLEGE (NVC) | Pecan Hall-Community Technology Center | 3535 North Ellison Drive | San Antonio | TX | 78251 | X | 29439 | 8373438.8265 | 574787.16 |  | 8948225.9865 | 412 | 2004 |  | X |  |  |  |  | <1 yr. | Metal | Steel Frame | High | 2
|  | NVC | NORTHWEST VISTA COLLEGE (NVC) | Cypress Campus Center - New Commons Bldg #10 | 3535 North Ellison Drive | San Antonio | TX | 78251 | X | 56814 | 14557529 | 573680.56 |  | 15131209.56 | 1018 | 2009 |  | X | None | 3 | Sec. Cameras / Card Readers @ Ext Drs. |  | New | modified bitumen/metal | Type II-B | 1/4" per foot/varies | 2 | Manual
2021-07-29 |  | NVC | NORTHWEST VISTA COLLEGE (NVC) | Desert Willow Welcome Center-Bldg #14 | 3535 North Ellison Drive | San Antonio | TX | 78251 | X | 53157 | 21192390 | 2285809 |  | 23478199 | 700 | 2020 | [8 empty] | Type II Construction: Non-Combustible |  | 2
|  | NVC | NORTHWEST VISTA COLLEGE (NVC) | Golf Disk Area | 3535 North Ellison Drive | San Antonio | TX | 78251 | X |  |  |  |  | 0
|  | NVC | NORTHWEST VISTA COLLEGE (NVC) | Kiln Addition | 3535 North Ellison Drive | San Antonio | TX | 78251 | X | 1500 | 280000 |  |  | 280000
|  | NVC | NORTHWEST VISTA COLLEGE (NVC) | Manzanuillo Hall Learning Center-Bldg #3 | 3535 North Ellison Drive | San Antonio | TX | 78251 | X | 30935 | 6511046.7603 | 1179428.04 |  | 7690474.8003 | 95 | 1998 | 2010 | X |  | 6 |  |  |  |  | B |  | 2
|  | NVC | NORTHWEST VISTA COLLEGE (NVC) | Mexican Persimmon Physical Plant-Bldg #8 | 3535 North Ellison Drive | San Antonio | TX | 78251 | X | 17058 | 6517781 | 108870.08 |  | 6626651.08 |  | 2009 |  | None | None | 1 | None |  | New | Metal | Type II-B | 2:12 slope | 1 | None
|  | NVC | NORTHWEST VISTA COLLEGE (NVC) | Outdoor Exercise Area (adjacent to parking garage) | 3535 North Ellison Drive | San Antonio | TX | 78251 | X |  |  |  |  | 0
|  | NVC | NORTHWEST VISTA COLLEGE (NVC) | Palmetto Center for the Arts-Bldg #9 | 3535 North Ellison Drive | San Antonio | TX | 78251 | X | 60464 | 16612232 | 536814.16 |  | 17149046.16 |  | 2008 |  | X | StandPipe@Stage | 5 | Sec. Cameras/Card Readers @ Ext Drs |  | New | modified bitumen/metal | Type II-B | 1/4"/ft-2"/ft-3"/ft | 1 | Manual
|  | NVC | NORTHWEST VISTA COLLEGE (NVC) | Prickly Pear Parking Garage-Bldg #12 | 3535 North Ellison Drive | San Antonio | TX | 78251 | X | 250489 | 10916578.56 |  |  | 10916578.56 |  | 2013 | [8 empty] | Type I Construction: Fire Resistive |  | 4
2021-07-29 |  | NVC | NORTHWEST VISTA COLLEGE (NVC) | Texas Ash Parking Garage-Bldg #13 | 3535 North Ellison Drive | San Antonio | TX | 78251 | X | 45598 | 9760000 |  |  | 9760000 | 848 | 2020
|  | NVC | NORTHWEST VISTA COLLEGE (NVC) | Redbud Learning Center-Bldg #6 | 3535 North Ellison Drive | San Antonio | TX | 78251 | X | 52344 | 11867360.8179 | 815244.19 |  | 12682605.0079 | 814 | 2008 |  | X | StndPipe@Stair Lndg | 3 | Sec. Cameras/Card Readers@Ext Drs. | - | New | modifed bitumen/metal | Type II-B | 1/4" per ft/varies | 3 | Manual
|  | NVC | NORTHWEST VISTA COLLEGE (NVC) | Storage Bldg. adjacent to Portables | 3535 North Ellison Drive | San Antonio | TX | 78251 | X | 200 | 6011 |  |  | 6011 |  | 2002
|  | NVC | NORTHWEST VISTA COLLEGE (NVC) | Texas Persimmon Physical Plant-Bldg #1 | 3535 North Ellison Drive | San Antonio | TX | 78251 | X | 11066 | 7925591 | 250517.7 |  | 8176108.7 |  | 1998 | 2007 | X | Ex. Bldg. | 1 | None | 2008 | New | Metal | Type III-B | 1/2" per foot | 1 | None
|  | NVC | NORTHWEST VISTA COLLEGE (NVC) | Thermal Storage Tank | 3535 North Ellison Drive | San Antonio | TX | 78251 | X |  | 2133271 |  |  | 2133271
|  | NVC | NORTHWEST VISTA COLLEGE (NVC) | Walking Trail | 3535 North Ellison Drive | San Antonio | TX | 78251 | X |  |  |  |  | 0
|  | PAC | PALO ALTO COLLEGE (PAC) | 6 Tennis Courts | 1400 W. Villaret Blvd. | San Antonio | TX | 78224 | X | 38199 | 0 | 0 |  | 0
|  | PAC | PALO ALTO COLLEGE (PAC) | Administration Building/Executive Offices | 1400 W. Villaret Blvd. | San Antonio | TX | 78224 | X | 12242 | 2560289.9739 | 233359.77 |  | 2793649.7439 | 76 | 1987 |  | X | [5 empty] | 50% Smooth - 50% Steel | ISO - 4B | 50% Flat - 50% High | 1 | Manual
|  | PAC | PALO ALTO COLLEGE (PAC) | Brazos Hall | 1400 W. Villaret Blvd. | San Antonio | TX | 78224 | X | 54064 | 11768332.923 | 126734.59 |  | 11895067.513 | 921 | 2009 | [8 empty] | Type II Construction: Non-Combustible |  | 2
|  | PAC | PALO ALTO COLLEGE (PAC) | Central Plant | 1400 W. Villaret Blvd. | San Antonio | TX | 78224 | X | 6584 | 17758303 | 171484.22 |  | 17929787.22 |  | 1987 | [7 empty] | Smooth | ISO - 3B | Flat | 1 | Manual
|  | PAC | PALO ALTO COLLEGE (PAC) | Chiller Building | 1400 W. Villaret Blvd. | San Antonio | TX | 78224 | X | 4901 | 10693389 | 1400000 |  | 12093389 |  | 2009 | 2022 | [6 empty] | Modified Bituminous Membrane Roofing | MNC |  | 1
|  | PAC | PALO ALTO COLLEGE (PAC) | Concho Hall & Gallery | 1400 W. Villaret Blvd. | San Antonio | TX | 78224 | X | 10800 | 2283031.2285 | 132946.07 |  | 2415977.2985 | 139 | 1987 |  | X | [5 empty] | 80% Smooth - 20% Steel | S | 80% Flat - 20% High | 1 | Manual
|  | PAC | PALO ALTO COLLEGE (PAC) | Convocation Center | 1400 W. Villaret Blvd. | San Antonio | TX | 78224 | X | 46549 | 14139626.2869 | 237761.73 |  | 14377388.0169 | 956 | 2009 | [8 empty] | Type II Construction: Non-Combustible |  | 1
|  | PAC | PALO ALTO COLLEGE (PAC) | Counseling Services | 1400 W. Villaret Blvd. | San Antonio | TX | 78224 | X | 3087 | 746731.5543 | 25383.05 |  | 772114.6043 | 546 | 1987 |  | X | [5 empty] | 30% Smooth - 70% Steel | B | 30% Flat - 70% High | 1 | Manual
|  | PAC | PALO ALTO COLLEGE (PAC) | Facilities (Building #24) | 1400 W. Villaret Blvd. | San Antonio | TX | 78224 | X | 9915 | 1736054 | 35750.05 |  | 1771804.05 |  | 2012 |  | X | [8 empty] | 1
|  | PAC | PALO ALTO COLLEGE (PAC) | Facilities/Grounds Storage | 1400 W. Villaret Blvd. | San Antonio | TX | 78224 | X | 2720 | 309434 | 5000 |  | 314434 |  | 2012
|  | PAC | PALO ALTO COLLEGE (PAC) | Facilities/Paint Storage | 1400 W. Villaret Blvd. | San Antonio | TX | 78224 | X | 484 | 32675 | 5000 |  | 37675 |  | 2012 | [10 empty] | 1
|  | PAC | PALO ALTO COLLEGE (PAC) | Facilities/Vehicle Storage | 1400 W. Villaret Blvd. | San Antonio | TX | 78224 | X | 1700 | 50983 |  |  | 50983 |  | 2012 | [10 empty] | 1
|  | PAC | PALO ALTO COLLEGE (PAC) | Frio Hall | 1400 W. Villaret Blvd. | San Antonio | TX | 78224 | X | 14375 | 3388677.1221 | 3603.56 |  | 3392280.6821 | 753 | 1987 |  | X | [5 empty] | 70% Smooth - 30% Steel | S | 70% Flat - 30% High | 1 | Manual
|  | PAC | PALO ALTO COLLEGE (PAC) | Greenhouse | 1400 W. Villaret Blvd. | San Antonio | TX | 78224 | X | 2904 | 100000 | 10882.44 |  | 110882.44 | [12 empty] | 1
|  | PAC | PALO ALTO COLLEGE (PAC) | Guadalupe Hall | 1400 W. Villaret Blvd. | San Antonio | TX | 78224 | X | 12863 | 2656193.85 | 34233.2 |  | 2690427.05 | 400 | 1987 |  | X | [5 empty] | 90% Smooth - 10% Steel | S | 90% Flat - 10% Medium | 1 | Manual
|  | PAC | PALO ALTO COLLEGE (PAC) | Gutierrez Learning Labs | 1400 W. Villaret Blvd. | San Antonio | TX | 78224 | X | 7562 | 2859971.35 | 264700 |  | 3124671.35 | 91 | 1990 | 2014 | X | [6 empty] | B |  | 1
|  | PAC | PALO ALTO COLLEGE (PAC) | Gymnasium (with 2013 Addition) | 1400 W. Villaret Blvd. | San Antonio | TX | 78224 | X | 20337 | 5648234.91 | 199186.17 |  | 5847421.08 |  | 1991 |  | X | X | 16 |  |  |  |  | SFR EC HC |  | 2
|  | PAC | PALO ALTO COLLEGE (PAC) | Medina Hall | 1400 W. Villaret Blvd. | San Antonio | TX | 78224 | X | 6228 | 2894662.2 | 55896.64 |  | 2950558.84 | 36 | 1990 | 2014 | X | [6 empty] | HT |  | 1
|  | PAC | PALO ALTO COLLEGE (PAC) | Natatorium | 1400 W. Villaret Blvd. | San Antonio | TX | 78224 | X | 75941 | 18656509.0935 | 242690.65 |  | 18899199.7435 |  | 1991 |  | X | X | [5 empty] | Concrete Columns - Cement Block Exterior - Brick Veneer |  | 2
|  | PAC | PALO ALTO COLLEGE (PAC) | Nueces Hall | 1400 W. Villaret Blvd. | San Antonio | TX | 78224 | X | 14357 | 2615030.3886 | 405100 |  | 3020130.3886 | 402 | 1987 |  | X | [5 empty] | 80% Smooth - 20% Steel | S | 80% Flat - 20% Flat | 1 | Manual
|  | PAC | PALO ALTO COLLEGE (PAC) | Ozuna Learning Resources & Computing Center | 1400 W. Villaret Blvd. | San Antonio | TX | 78224 | X | 75830 | 27645193.68 | 1521960.23 |  | 29167153.91 | 494 | 1997 | 2014 | X | [6 empty] | ISO - 4B |  | 2
|  | PAC | PALO ALTO COLLEGE (PAC) | PAC acequia, botanical garden, butterfly structures | 1400 W. Villaret Blvd. | San Antonio | TX | 78224 | X |  | 500000 |  |  | 500000
|  | PAC | PALO ALTO COLLEGE (PAC) | PAC Scoccer field Bleachers and Canopy Structure | 1400 W. Villaret Blvd. | San Antonio | TX | 78224 | X |  | 185000 |  |  | 185000 |  | 2014
|  | PAC | PALO ALTO COLLEGE (PAC) | PAC Thermal Storage Tank | 1400 W. Villaret Blvd. | San Antonio | TX | 78224 | X |  | 2672987 |  |  | 2672987
|  | PAC | PALO ALTO COLLEGE (PAC) | Palomino Center | 1400 W. Villaret Blvd. | San Antonio | TX | 78224 | X | 17925 | 3919812.3567 | 390916.66 |  | 4310729.0167 | 263 | 1987 | [7 empty] | 90% Smooth - 10% Steel | S | 50% Flat - 50% High | 1 | Manual
|  | PAC | PALO ALTO COLLEGE (PAC) | Perdernales Hall Performing Arts Bldg. | 1400 W. Villaret Blvd. | San Antonio | TX | 78224 | X | 17112 | 3744637.0905 | 136261.6 |  | 3880898.6905 | 336 | 1987 |  | X | [5 empty] | 90% Smooth - 10% Steel | ISO - 4B | 90% Flat - 10% High | 1 | Manual
|  | PAC | PALO ALTO COLLEGE (PAC) | Portable #1 | 1400 W. Villaret Blvd. | San Antonio | TX | 78224 | X | 1440 | 138084 | 100000 |  | 238084 | 60 | 2003
|  | PAC | PALO ALTO COLLEGE (PAC) | Portable #2 | 1400 W. Villaret Blvd. | San Antonio | TX | 78224 | X | 1440 | 135518 | 4816.16 |  | 140334.16 | 60 | 2003 | [10 empty] | 1
|  | PAC | PALO ALTO COLLEGE (PAC) | Portable #3 | 1400 W. Villaret Blvd. | San Antonio | TX | 78224 | X | 1440 | 133223 | 1876.3 |  | 135099.3 | 60 | 2001 | [10 empty] | 1
|  | PAC | PALO ALTO COLLEGE (PAC) | Portable #4 | 1400 W. Villaret Blvd. | San Antonio | TX | 78224 | X | 1440 | 138084 | 3577.59 |  | 141661.59 | 60 | 2001 | [10 empty] | 1
|  | PAC | PALO ALTO COLLEGE (PAC) | Portable #6 | 1400 W. Villaret Blvd. | San Antonio | TX | 78224 | X | 1440 | 140583 | 2322 |  | 142905 | 60 | 2003 | [10 empty] | 1
|  | PAC | PALO ALTO COLLEGE (PAC) | Portable #8 | 1400 W. Villaret Blvd. | San Antonio | TX | 78224 | X | 1440 | 124496 | 3212.82 |  | 127708.82 | 60 | 2003 | [10 empty] | 1
|  | PAC | PALO ALTO COLLEGE (PAC) | Portable #9 | 1400 W. Villaret Blvd. | San Antonio | TX | 78224 | X | 1440 | 134136 | 30525.14 |  | 164661.14 | 60 | 2003 | [10 empty] | 1
|  | PAC | PALO ALTO COLLEGE (PAC) | Portable #10 | 1400 W. Villaret Blvd. | San Antonio | TX | 78224 | X | 1440 | 134136 | 6905.4 |  | 141041.4 | 60 | 2003 | [10 empty] | 1
|  | PAC | PALO ALTO COLLEGE (PAC) | Portable #101 | 1400 W. Villaret Blvd. | San Antonio | TX | 78224 | X | 1440 | 98843.8119 | 13128.38 |  | 111972.1919 |  | 2009 | [10 empty] | 1
|  | PAC | PALO ALTO COLLEGE (PAC) | Portable #102 | 1400 W. Villaret Blvd. | San Antonio | TX | 78224 | X | 1440 | 98843.8119 | 29940.66 |  | 128784.4719 | 60 | 2009 | [10 empty] | 1
|  | PAC | PALO ALTO COLLEGE (PAC) | Portable #103 | 1400 W. Villaret Blvd. | San Antonio | TX | 78224 | X | 1440 | 103865.6271 | 49671.26 |  | 153536.8871 | 60 | 2009 | [10 empty] | 1
|  | PAC | PALO ALTO COLLEGE (PAC) | Portable #104 | 1400 W. Villaret Blvd. | San Antonio | TX | 78224 | X | 1440 | 98843.8119 | 6658.65 |  | 105502.4619 | 60 | 2009 | [10 empty] | 1
|  | PAC | PALO ALTO COLLEGE (PAC) | Portable #105 | 1400 W. Villaret Blvd. | San Antonio | TX | 78224 | X | 1440 | 98843.8119 | 7598.21 |  | 106442.0219 | 60 | 2009 | [10 empty] | 1
|  | PAC | PALO ALTO COLLEGE (PAC) | Portable #106 | 1400 W. Villaret Blvd. | San Antonio | TX | 78224 | X | 1440 | 98843.8119 | 2189.3 |  | 101033.1119 | 60 | 2009 | [10 empty] | 1
|  | PAC | PALO ALTO COLLEGE (PAC) | Portable #107 | 1400 W. Villaret Blvd. | San Antonio | TX | 78224 | X | 1440 | 98843.8119 | 5706.98 |  | 104550.7919 | 60 | 2009 | [10 empty] | 1
|  | PAC | PALO ALTO COLLEGE (PAC) | Portable #108 | 1400 W. Villaret Blvd. | San Antonio | TX | 78224 | X | 1440 | 98843.8119 | 8227.68 |  | 107071.4919 | 60 | 2009 | [10 empty] | 1
|  | PAC | PALO ALTO COLLEGE (PAC) | Portable #109 | 1400 W. Villaret Blvd. | San Antonio | TX | 78224 | X | 1440 | 98843.8119 | 58539.6 |  | 157383.4119 | 45 | 2009 | [10 empty] | 1
|  | PAC | PALO ALTO COLLEGE (PAC) | Portable #110 | 1400 W. Villaret Blvd. | San Antonio | TX | 78224 | X | 1440 | 103865.6271 | 75447.16 |  | 179312.7871 | 48 | 2009 | [10 empty] | 1
|  | PAC | PALO ALTO COLLEGE (PAC) | Portable #111 | 1400 W. Villaret Blvd. | San Antonio | TX | 78224 | X | 1440 | 108000 | 50000 |  | 158000 | 60 | 2009 | [10 empty] | 1
|  | PAC | PALO ALTO COLLEGE (PAC) | Ray Ellison Family Center | 1400 W. Villaret Blvd. | San Antonio | TX | 78224 | X | 6700 | 1226303.2443 | 58921.81 |  | 1285225.0543 |  | 2001 | [8 empty] | Steel Frame - Brick Veneer |  | 1
|  | PAC | PALO ALTO COLLEGE (PAC) | Restroom at Portables | 1400 W. Villaret Blvd. | San Antonio | TX | 78224 | X | 1280 | 245160 | 0 |  | 245160 |  | 2010 | [10 empty] | 1
2022-11-08 |  | PAC | PALO ALTO COLLEGE (PAC) | Rio Grande - Multipurose (Bldg #41) | 1400 W. Villaret Blvd. | San Antonio | TX | 78224 |  | 126432 | 28575000 | 25133823 | 40000 | 53748823 | 2090 | 2022 |  | YES |  |  | CCTV |  | 2022 | TPO | Elevated slab, steel |  | 2 | Automatic
|  | PAC | PALO ALTO COLLEGE (PAC) | Sabine Hall | 1400 W. Villaret Blvd. | San Antonio | TX | 78224 | X | 29583 | 9007312.7571 | 1363480.84 |  | 10370793.5971 | 703 | 2004 |  | X |  |  |  |  | 1 year | metal | Steel Frame - Brick Veneer | High | 2 | Manual
|  | PAC | PALO ALTO COLLEGE (PAC) | San Jacinto Hall | 1400 W. Villaret Blvd. | San Antonio | TX | 78224 | X | 36117 | 7917392.03 | 941221 |  | 8858613.03 | 799 | 1990 | 2014 | X | [6 empty] | EC-M |  | 3
|  | PAC | PALO ALTO COLLEGE (PAC) | San Marcos Hall | 1400 W. Villaret Blvd. | San Antonio | TX | 78224 | X | 12609 | 2434711.0281 | 358000 |  | 2792711.0281 | 175 | 1987 |  | X | [5 empty] | 90% Smooth - 10% Steel | S | 90% Flat - 10% Medium | 1 | Manual
|  | PAC | PALO ALTO COLLEGE (PAC) | Soccer Field Concession Stand/Restroom Bldg. | 1400 W. Villaret Blvd. | San Antonio | TX | 78224 | X | 1209 | 8842726.7397 | 25000 |  | 8867726.7397 |  | 2009 | [10 empty] | 1
|  | PAC | PALO ALTO COLLEGE (PAC) | Student Center | 1400 W. Villaret Blvd. | San Antonio | TX | 78224 | X | 22243 | 5481067.3002 | 425903.31 |  | 5906970.6102 | 292 | 1987 |  | X | [5 empty] | 80% Smooth - 20% Steel | ISO - 4B | 80% Flat - 20% High | 1 | Manual
|  | PAC | PALO ALTO COLLEGE (PAC) | Veterinary Technology Building | 1400 W. Villaret Blvd. | San Antonio | TX | 78224 | X | 15920 | 4296139 | 414344.43 |  | 4710483.43 | 254 | 2008 |  | X |  |  |  |  | New | metal | Masonry-Steel Frame | Medium | 1 | Manual Pull and smoke detectors
|  | PAC | PALO ALTO COLLEGE (PAC) | Walking Trail including pedestrian Bridge | 1400 W. Villaret Blvd. | San Antonio | TX | 78224 | X |  |  |  |  | 0
2023-11-17 |  | SAC | FIRST RESPONDERS' ACADEMY (FRA) | First Responders Academy | 15775 IH-35 South | Von Ormy | TX | 78073 | X | 31950 | 17440000 | 600000 | 100000 | 18140000 | 1047 | 2023 |  | X |  |  | Security Cameras |  | 2023 | Modified Bitumen | Steel Frame, Non-Cumbustible |  | 1 | Fire Alarm, Sprinkler
|  | SAC | FIRST RESPONDERS' ACADEMY (FRA) | Ammunition Storage | 15775 IH-35 South | Von Ormy | TX | 78073 | X | 900 | 52302 | 500000 |  | 552302 |  | 2012
|  | SAC | FIRST RESPONDERS' ACADEMY (FRA) | Apparatus Bay Bldg. | 15775 IH-35 South | Von Ormy | TX | 78073 | X | 5800 | 670241.9718 | 1250000 |  | 1920241.9718 | 40 | 2009 | [10 empty] | 1
|  | SAC | FIRST RESPONDERS' ACADEMY (FRA) | Burn Building | 15775 IH-35 South | Von Ormy | TX | 78073 | X | 7755 | 815880.2628 | 20000 |  | 835880.2628 |  | 2009 |  |  | X
|  | SAC | FIRST RESPONDERS' ACADEMY (FRA) | Chlorine Building | 15775 IH-35 South | Von Ormy | TX | 78073 | X | 126 | 32604.8919 | 20000 |  | 52604.8919 |  | 2009
|  | SAC | FIRST RESPONDERS' ACADEMY (FRA) | Domestic Water Pump Building | 15775 IH-35 South | Von Ormy | TX | 78073 | X | 600 | 218642 | 20000 |  | 238642 |  | 2010
|  | SAC | FIRST RESPONDERS' ACADEMY (FRA) | Firing Range Control Tower | 15775 IH-35 South | Von Ormy | TX | 78073 | X | 400 |  | 20000 |  | 20000
|  | SAC | FIRST RESPONDERS' ACADEMY (FRA) | Firing Range Covered Area | 15775 IH-35 South | Von Ormy | TX | 78073 | X | 2520 | 150643 | 20000 |  | 170643
|  | SAC | FIRST RESPONDERS' ACADEMY (FRA) | Portable Bldg. 1/3 | 15775 IH-35 South | Von Ormy | TX | 78073 | X | 1440 | 124995 | 20000 |  | 144995 |  | 2009
|  | SAC | FIRST RESPONDERS' ACADEMY (FRA) | Portable Bldg. 10/12 | 15775 IH-35 South | Von Ormy | TX | 78073 | X | 1440 | 124995 | 20000 |  | 144995 |  | 2009
|  | SAC | FIRST RESPONDERS' ACADEMY (FRA) | Portable Bldg. 13/15 | 15775 IH-35 South | Von Ormy | TX | 78073 | X | 1440 | 124995 | 20000 |  | 144995 |  | 2009
|  | SAC | FIRST RESPONDERS' ACADEMY (FRA) | Portable Bldg. 14/16 | 15775 IH-35 South | Von Ormy | TX | 78073 | X | 1440 | 124995 | 20000 |  | 144995 |  | 2009
|  | SAC | FIRST RESPONDERS' ACADEMY (FRA) | Portable Bldg. 2/4 | 15775 IH-35 South | Von Ormy | TX | 78073 | X | 1440 | 138308 | 20000 |  | 158308 |  | 2009
|  | SAC | FIRST RESPONDERS' ACADEMY (FRA) | Portable Bldg. 22/21 | 15775 IH-35 South | Von Ormy | TX | 78073 | X | 1440 | 129905 | 20000 |  | 149905 |  | 2009
|  | SAC | FIRST RESPONDERS' ACADEMY (FRA) | Portable Bldg. 24/23 | 15775 IH-35 South | Von Ormy | TX | 78073 | X | 1440 | 129905 | 280000 |  | 409905 |  | 2009
|  | SAC | FIRST RESPONDERS' ACADEMY (FRA) | Portable Bldg. 26/25 | 15775 IH-35 South | Von Ormy | TX | 78073 | X | 1440 | 124995 | 20000 |  | 144995 |  | 2009
|  | SAC | FIRST RESPONDERS' ACADEMY (FRA) | Portable Bldg. 5/7 | 15775 IH-35 South | Von Ormy | TX | 78073 | X | 1440 | 124995 | 20000 |  | 144995 |  | 2009
|  | SAC | FIRST RESPONDERS' ACADEMY (FRA) | Portable Bldg. 6/8 | 15775 IH-35 South | Von Ormy | TX | 78073 | X | 1440 | 129905 | 20000 |  | 149905 |  | 2009
|  | SAC | FIRST RESPONDERS' ACADEMY (FRA) | Portable Bldg. 9/11 | 15775 IH-35 South | Von Ormy | TX | 78073 | X | 1440 | 124995 | 20000 |  | 144995 |  | 2009
|  | SAC | FIRST RESPONDERS' ACADEMY (FRA) | Portable Building 17/19 | 15775 IH-35 South | Von Ormy | TX | 78073 | X | 1440 | 124995 | 20000 |  | 144995 | 40 | 2009
|  | SAC | FIRST RESPONDERS' ACADEMY (FRA) | Portable/Restrooms 18/20 | 15775 IH-35 South | Von Ormy | TX | 78073 | X | 1512 | 176606 | 20000 |  | 196606 |  | 2009
|  | SAC | FIRST RESPONDERS' ACADEMY (FRA) | Pump House Building | 15775 IH-35 South | Von Ormy | TX | 78073 | X | 324 | 241505.6601 | 20000 |  | 261505.6601 |  | 2009
|  | SAC | FIRST RESPONDERS' ACADEMY (FRA) | Restroom/Shower Bldg. | 15775 IH-35 South | Von Ormy | TX | 78073 | X | 875 | 194205 | 20000 |  | 214205 |  | 2009
|  | SAC | FIRST RESPONDERS' ACADEMY (FRA) | Sprung Structure | 15775 IH-35 South | Von Ormy | TX | 78073 | X | 2805 | 65226.02 | 80000 |  | 145226.02 |  | 2013
|  | SAC | FIRST RESPONDERS' ACADEMY (FRA) | Wastewater Treatment Plant | 15775 IH-35 South | Von Ormy | TX | 78073 | X | 1156 | 413429.43 | 20000 |  | 433429.43 |  | 2013
|  | SAC | SAN ANTONIO COLLEGE (SAC) | 4 sheds in ECC yard | 1819 N. Main Ave. | San Antonio | TX | 78212 | X | 400 | 20000 | 10000 |  | 30000
|  | SAC | SAN ANTONIO COLLEGE (SAC) | 8 Tennis Courts | 1819 N. Main Ave. | San Antonio | TX | 78212 | X | 57600 |  |  |  | 0
|  | SAC | SAN ANTONIO COLLEGE (SAC) | Bennet Carriage (Custodial) | 1819 N. Main Ave. | San Antonio | TX | 78212 | X | 1920 | 387520.09 | 64149.4 |  | 451669.49 |  | 1920
|  | SAC | SAN ANTONIO COLLEGE (SAC) | Bennet East (Music Hall) | 1819 N. Main Ave. | San Antonio | TX | 78212 | X | 5720 | 1345893.9069 | 76081.5 |  | 1421975.4069 | 70 | 1920 | [7 empty] | Asphalt shingles | B | Medium | 2 | Manual
|  | SAC | SAN ANTONIO COLLEGE (SAC) | Bennett West (R/T/F Bldg.) | 1819 N. Main Ave. | San Antonio | TX | 78212 | X | 3248 | 560550.8982 | 205842.64 |  | 766393.5382 |  | 1915 | [7 empty] | Asphalt shingles | B | Medium | 2 | None
|  | SAC | SAN ANTONIO COLLEGE (SAC) | Campus Police Bldg. | 1819 N. Main Ave. | San Antonio | TX | 78212 | X | 2958 | 623892.3492 | 61157.38 |  | 685049.7292 |  | 1973 | [7 empty] | tar & gravel or rock | B | Flat | 1 | Manual
|  | SAC | SAN ANTONIO COLLEGE (SAC) | Candler Physical Education Bldg. | 1819 N. Main Ave. | San Antonio | TX | 78212 | X | 70873 | 19451110.0194 | 294698.13 |  | 19745808.1494 | 2313 | 1951 | 1992 | X |  |  |  | 2015 |  | 40% Asphalt shingles - 60% tar & gravel or rock | ISO - 4 | 60% Flat - 10% Medium | 1 | Manual
|  | SAC | SAN ANTONIO COLLEGE (SAC) | CE Annex A (Portable) | 1819 N. Main Ave. | San Antonio | TX | 78212 | X | 1440 | 132661 | 1179 |  | 133840 |  | 2004
|  | SAC | SAN ANTONIO COLLEGE (SAC) | CE Annex B (Portable) | 1819 N. Main Ave. | San Antonio | TX | 78212 | X | 1440 | 104813.3901 | 1416.21 |  | 106229.6001 |  | 2004 | [6 empty] | 2
|  | SAC | SAN ANTONIO COLLEGE (SAC) | CE Annex C (Portable) | 1819 N. Main Ave. | San Antonio | TX | 78212 | X | 1440 | 114660 | 118819.25 |  | 233479.25 |  | 2005
|  | SAC | SAN ANTONIO COLLEGE (SAC) | CE Annex D / Construction Portable | 1819 N. Main Ave. | San Antonio | TX | 78212 | X | 3072 | 323626.6473 | 41951.56 |  | 365578.2073 |  | 2005
|  | SAC | SAN ANTONIO COLLEGE (SAC) | Central Plant | 1819 N. Main Ave. | San Antonio | TX | 78212 | X | 13866 | 6479490.9738 | 548100 |  | 7027590.9738 |  | 1961 | 1991 | [7 empty] | B |  | 1
|  | SAC | SAN ANTONIO COLLEGE (SAC) | Chance Academic Center | 1819 N. Main Ave. | San Antonio | TX | 78212 | X | 120000 | 27316249.1139 | 2219579.75 |  | 29535828.8639 | 1720 | 1991 |  | X | X | 5 |  | 2014 |  | Cold Applied hybrid Modified Bitumen Roof | ISO 5 Modified Fire Resistive |  | 3
|  | SAC | SAN ANTONIO COLLEGE (SAC) | Chemistry/Geology Bldg. | 1819 N. Main Ave. | San Antonio | TX | 78212 | X | 50748 | 14467441.0095 | 142483.27 |  | 14609924.2795 | 675 | 1961 | 2010 | X | [5 empty] | tar & gravel or rock | B | Flat | 2 | Manual
|  | SAC | SAN ANTONIO COLLEGE (SAC) | Chemistry/Geology Portable Bldg. / Telecom | 1819 N. Main Ave. | San Antonio | TX | 78212 | X | 112 | 13553.8881 | 95778.24 |  | 109332.1281 |  | 2009
|  | SAC | SAN ANTONIO COLLEGE (SAC) | Chemistry/Labs Portable | 1819 N. Main Ave. | San Antonio | TX | 78212 | X | 8400 | 1629976.146 | 167621.42 |  | 1797597.566 | 144 | 2009 | [10 empty] | 1
|  | SAC | SAN ANTONIO COLLEGE (SAC) | College Information Technologies/JTPA | 1819 N. Main Ave. | San Antonio | TX | 78212 | X | 3468 | 454219 | 38965 |  | 493184 |  | 1928 | 2008 | [7 empty] | B
|  | SAC | SAN ANTONIO COLLEGE (SAC) | Early Childhood Center (Old) | 1819 N. Main Ave. | San Antonio | TX | 78212 | X | 21820 | 6347857 | 211083.5 |  | 6558940.5 | 257 | 1959 | 1993 | [6 empty] | tar & gravel or rock | SFR EC WR | Flat | 2 | Manual
2022-09-26 |  | SAC | SAN ANTONIO COLLEGE (SAC) | Early Childhood Center and John L. Santikos Micronaut Center (Building #52) | 1819 N. Main Ave. | San Antonio | TX | 78212 | X | 22753 | 16199736 | 2000000 |  | 18199736 | 470 | 2022 |  | X |  |  |  | 2022 |  | Modified Bituminous Membrane Roofing | II-B Non-Combustible |  | 1 | Yes
|  | SAC | SAN ANTONIO COLLEGE (SAC) | Eco Centro | 1819 N. Main Ave. | San Antonio | TX | 78212 | X | 3358 | 890285.39 | 200000 |  | 1090285.39 |  | 2013 | [10 empty] | 1
|  | SAC | SAN ANTONIO COLLEGE (SAC) | Eco Centro Carports w/solar panels | 1819 N. Main Ave. | San Antonio | TX | 78212 | X |  | 200000 |  |  | 200000 |  | 2016
|  | SAC | SAN ANTONIO COLLEGE (SAC) | EDUC Portable | 1819 N. Main Ave. | San Antonio | TX | 78212 | X | 1440 | 108000 | 51632.61 |  | 159632.61 |  | 2005
|  | SAC | SAN ANTONIO COLLEGE (SAC) | EDUC Portable 101/102 | 1819 N. Main Ave. | San Antonio | TX | 78212 | X | 1440 | 146432 | 2500 |  | 148932 |  | 2004 | 2009
|  | SAC | SAN ANTONIO COLLEGE (SAC) | EDUC Portable 201/202 | 1819 N. Main Ave. | San Antonio | TX | 78212 | X | 1440 | 112334.6448 | 125830 |  | 238164.6448 |  | 2004 | 2009
|  | SAC | SAN ANTONIO COLLEGE (SAC) | EDUC Portable 301/302 | 1819 N. Main Ave. | San Antonio | TX | 78212 | X | 1440 | 128124 | 8099.31 |  | 136223.31 |  | 2004 | 2009
|  | SAC | SAN ANTONIO COLLEGE (SAC) | EDUC Portable 401/402 | 1819 N. Main Ave. | San Antonio | TX | 78212 | X | 1440 | 147623 |  |  | 147623 |  | 2004 | 2009
|  | SAC | SAN ANTONIO COLLEGE (SAC) | EDUC Portable 501/502 | 1819 N. Main Ave. | San Antonio | TX | 78212 | X | 1440 | 147623 |  |  | 147623 |  | 2004
|  | SAC | SAN ANTONIO COLLEGE (SAC) | EDUC Portable Restroom Building | 1819 N. Main Ave. | San Antonio | TX | 78212 | X | 616 | 96740.6346 |  |  | 96740.6346 |  | 2009
|  | SAC | SAN ANTONIO COLLEGE (SAC) | Facilities/Maintenance Building | 1819 N. Main Ave. | San Antonio | TX | 78212 | X | 13304 | 2282270.1156 | 370003.25 |  | 2652273.3656 |  | 1976 | 2008/09 | [6 empty] | Steel | S-EC-M | Low | 2 | Monitored Full Digital Fire Alarm System ADA Compliant Manual Pulls & AV Alarms & Smoke Detectors-Chemical Fire Suppression at Paint Storage
|  | SAC | SAN ANTONIO COLLEGE (SAC) | Fletcher Administration Building | 1819 N. Main Ave. | San Antonio | TX | 78212 | X | 63470 | 21410000 | 2532681.32 |  | 23942681.32 |  | 1972 | 2022 | X | X | 5 |  |  |  | tar & gravel or rock | Fire Resistive | Flat | 3 | Manual
|  | SAC | SAN ANTONIO COLLEGE (SAC) | Gonzales Hall | 1819 N. Main Ave. | San Antonio | TX | 78212 | X | 31588 | 5657724.6861 | 478424.65 |  | 6136149.3361 | 680 | 1950 | 1992 | [6 empty] | tar & gravel or rock | SFR EC-WR | Flat | 2 | Manual
|  | SAC | SAN ANTONIO COLLEGE (SAC) | Greenhouse (Chance Academic Center) | 1819 N. Main Ave. | San Antonio | TX | 78212 | X | 414 | 130000 |  |  | 130000 |  | 2010
|  | SAC | SAN ANTONIO COLLEGE (SAC) | Grounds/Maintenance Building (New) | 1819 N. Main Ave. | San Antonio | TX | 78212 | X | 1640 | 238893 |  |  | 238893 |  | 2009
|  | SAC | SAN ANTONIO COLLEGE (SAC) | Grounds/Maintenance Building (Old) | 1819 N. Main Ave. | San Antonio | TX | 78212 | X | 1920 | 393918 |  |  | 393918
|  | SAC | SAN ANTONIO COLLEGE (SAC) | Loftin Student Center | 1819 N. Main Ave. | San Antonio | TX | 78212 | X | 50765 | 11921468.6037 | 622445.97 |  | 12543914.5737 | 344 | 1954 | 1992 | X | [5 empty] | tar and gravel or rock | ISO - 5 | Flat | 3 | Manual
|  | SAC | SAN ANTONIO COLLEGE (SAC) | Longwith Radio, Television & Film Bldg. | 1819 N. Main Ave. | San Antonio | TX | 78212 | X | 30240 | 8850756.8478 | 1092171.97 |  | 9942928.8178 | 251 | 2004 |  | X |  |  |  |  | <1 year | modified bitumon | Built-up | 1/4" per foot | 2 | Manual
|  | SAC | SAN ANTONIO COLLEGE (SAC) | McAllister Fine Arts Center | 1819 N. Main Ave. | San Antonio | TX | 78212 | X | 60902 | 13658182.2264 | 829752.43 |  | 14487934.6564 | 1335 | 1955 | 1991 | X | [5 empty] | tar & gravel or rock | SFR EC-SWR | Flat | 1 | Manual
|  | SAC | SAN ANTONIO COLLEGE (SAC) | McCreless Hall | 1819 N. Main Ave. | San Antonio | TX | 78212 | X | 48498 | 10137716.4855 | 685010.93 |  | 10822727.4155 | 1359 | 1950 | 1992 | [6 empty] | tar & gravel or rock | SFR EC WR | Flat | 2 | Manual
|  | SAC | SAN ANTONIO COLLEGE (SAC) | Moody Canopies | 1819 N. Main Ave. | San Antonio | TX | 78212 | X |  | 1500000 |  |  | 1500000
|  | SAC | SAN ANTONIO COLLEGE (SAC) | Moody Learning Center | 1819 N. Main Ave. | San Antonio | TX | 78212 | X | 188413 | 36696946.8498 | 3528212.79 |  | 40225159.6398 | 1320 | 1967 | 2013 | X | X | 5 |  |  |  | tar & gravel or rock | Fire Resistive | Flat | 8 | Manual
|  | SAC | SAN ANTONIO COLLEGE (SAC) | Music Modular (Portable Bldg. 11) | 1819 N. Main Ave. | San Antonio | TX | 78212 | X | 4974 | 520823 |  |  | 520823 |  | 2008 | 2012
|  | SAC | SAN ANTONIO COLLEGE (SAC) | Nail Technical Center | 1819 N. Main Ave. | San Antonio | TX | 78212 | X | 82791 | 18680573.4501 | 2095656.82 |  | 20776230.2701 | 967 | 1966 | 2010 | X | [5 empty] | tar & gravel or rock | ISO 5 Modified Fire Resistive | Flat | 3 | Manual
|  | SAC | SAN ANTONIO COLLEGE (SAC) | Nursing & Allied Health | 1819 N. Main Ave. | San Antonio | TX | 78212 | X | 123707 | 35595981.8889 | 5513499.93 |  | 41109481.8189 | 1107 | 2008 |  | X | [6 empty] | ISO 5 Modified Fire Resistive |  | 3
|  | SAC | SAN ANTONIO COLLEGE (SAC) | Parking Garage #1 (1,098 spaces) | 1819 N. Main Ave. | San Antonio | TX | 78212 | X | 394920 | 20936920.719 | 13650.77 |  | 20950571.489 |  | 2008 |  |  | Dry-Type |  |  |  |  | modified bitumon | Precast, Brick, Metal Screen | 1/4" per foot | 5 | Manual Pull and smoke detectors
|  | SAC | SAN ANTONIO COLLEGE (SAC) | Parking Garage #2 (Tobin Lofts) | 1819 N. Main Ave. | San Antonio | TX | 78212 | X | 352140 | 17224651 |  |  | 17224651 |  | 2012 |  | Dry Sprinklered | [6 empty] | Concrete |  | 5
|  | SAC | SAN ANTONIO COLLEGE (SAC) | Parking Garage #3 (947 spaces) | 1819 N. Main Ave. | San Antonio | TX | 78212 | X | 327235 | 13000000 |  |  | 13000000 |  | 2021 |  | Dry Sprinklered | [6 empty] | Concrete |  | 5
2023-01-01 |  | SAC | SAN ANTONIO COLLEGE (SAC) | Science Building (Building #55) | 1819 N. Main Ave. | San Antonio | TX | 78212 | X | 19605 | 13483843 | 1600000 |  | 15083843 | 320 | 2023 |  | X |  |  |  | 2023 |  | Modified Bituminous | MNC |  | 1 | Yes
|  | SAC | SAN ANTONIO COLLEGE (SAC) | Scobee Planetarium | 1819 N. Main Ave. | San Antonio | TX | 78212 | X | 20761 | 6043714 | 918960.2 |  | 6962674.2 | 50 | 2014 | 2015 | [6 empty] | Smooth | SFR EC-WR | High | 2 | Manual
|  | SAC | SAN ANTONIO COLLEGE (SAC) | Seguir Adelante Womens Center | 1819 N. Main Ave. | San Antonio | TX | 78212 | X | 10220 | 1490064.1005 | 118819.29 |  | 1608883.3905 | 20 | 1964 | 2006 | None | None | None | None |  | 3 mos. | Built-Up Bituminous | Type II-B | Flat | 1 | ADT activated
|  | SAC | SAN ANTONIO COLLEGE (SAC) | Student Success Center (f/k/a Early College Programs) | 1819 N. Main Ave. | San Antonio | TX | 78212 | X | 20736 | 4798991 | 833046.3 |  | 5632037.3 |  | 1972 | 2008 | X | X | 5 |  |  |  |  | CD |  | 2
|  | SAC | SAN ANTONIO COLLEGE (SAC) | Susan R. & Jesse H. Oppenheimer Academic Center (f/k/a Academic Instruction Center) | 1819 N. Main Ave. | San Antonio | TX | 78212 | X | 77358 | 19419781.8147 | 867876.93 |  | 20287658.7447 | 1159 | 2008 |  | X | [6 empty] | ISO - 3 |  | 3
|  | SAC | SAN ANTONIO COLLEGE (SAC) | Victory Center | 1819 N. Main Ave. | San Antonio | TX | 78212 | X | 19995 | 8000000 | 780000 |  | 8780000 | 450 | 2018 |  | X | [5 empty] | Single Fly TPO | Type II-B |  | 2 | Yes
|  | SAC | SAN ANTONIO COLLEGE (SAC) | Visual Arts & Technology Center | 1819 N. Main Ave. | San Antonio | TX | 78212 | X | 31506 | 8077558.0797 | 278007.29 |  | 8355565.3697 | 304 | 1991 | [8 empty] | NC-B |  | 2
|  | SPC | ST. PHILIP'S COLLEGE (SPC) | Applied Science Building (Building #2) | 1801 Martin Luther King Drive | San Antonio | TX | 78203 | X | 87400 | 17870896.5264 | 2371375.01 |  | 20242271.5364 | 1048 | 1993 |  | X | X | 1 |  |  |  |  | ISO 5 Modified Fire Resistive |  | 2
2023-07-25 |  | SPC | ST. PHILIP'S COLLEGE (SPC) | Bowden Center (#14) UNDER RENO | 1801 Martin Luther King Drive | San Antonio | TX | 78203 | X | 30000 | 17000000 | 1000000 |  | 18000000 | 485 | 1996 | 2023 | X | [5 empty] | Fleece Back PVC Single-ply Membrane | Type II-B |  | 2 | YES
2023-08-14 |  | SPC | ST. PHILIP'S COLLEGE (SPC) | Campus Center (Building #12) UNDER RENO | 1801 Martin Luther King Drive | San Antonio | TX | 78203 | X | 31178 | 22000000 | 700000 |  | 22700000 | 884 | 1953 | 2023, 1986 | X | [5 empty] | Fleece Back PVC Single-ply Membrane | Type II-B |  | 2 | YES
|  | SPC | ST. PHILIP'S COLLEGE (SPC) | Campus Police Building (Building #16) | 1801 Martin Luther King Drive | San Antonio | TX | 78203 | X | 1857 | 383539 | 48109.44 |  | 431648.44 |  | 1976 |  | X | [5 empty] | tar & gravel or rock | Modified Fire Resistive | Flat | 1 | Manual
|  | SPC | ST. PHILIP'S COLLEGE (SPC) | Central Plant (Building #6) | 1801 Martin Luther King Drive | San Antonio | TX | 78203 | X | 8070 | 6730928 | 980000 |  | 7710928 |  | 1987 | 2015 | X | [5 empty] | tar & gravel or rock | SFR EC-WR | Flat | 1 | None
|  | SPC | ST. PHILIP'S COLLEGE (SPC) | Child Development Center (Building #18) | 1801 Martin Luther King Drive | San Antonio | TX | 78203 | X | 6700 | 1610172 | 77060.05 |  | 1687232.05 | 182 | 2001 | 2008 | [9 empty] | 1
2020-11-25 |  | SPC | ST. PHILIP'S COLLEGE (SPC) | Clarence Windzell Norris (Building #11) | 1801 Martin Luther King Drive | San Antonio | TX | 78203 | x | 85829 | 21000000 | 2500000 |  | 23500000 | 449 | 2020 | 2020 | [7 empty] | Type II Construction: Non-Combustible |  | 4
|  | SPC | ST. PHILIP'S COLLEGE (SPC) | Continuing Education Building (Building #4) | 1801 Martin Luther King Drive | San Antonio | TX | 78203 | X | 10000 | 2019685.7523 | 90671.69 |  | 2110357.4423 | 165 | 1992 |  | X | X | 1 |  |  |  | Asphalt Shingles | SFR EC SWR | Low | 1 | None
|  | SPC | ST. PHILIP'S COLLEGE (SPC) | Covered Walkway | 1801 Martin Luther King Drive | San Antonio | TX | 78203 | X |  | 50000 |  |  | 50000
|  | SPC | ST. PHILIP'S COLLEGE (SPC) | Electric Plant (Building #15) | 1801 Martin Luther King Drive | San Antonio | TX | 78203 | X | 2930 | 2386908 | 45153.23 |  | 2432061.23 |  | 2008 | [10 empty] | 1
|  | SPC | ST. PHILIP'S COLLEGE (SPC) | Good Samaritan Veterans Outreach and Transition Center (Building #20) | 202 Connelly Street | San Antonio | TX | 78203 | X | 14874 | 5851872 | 455139 |  | 6307011 |  | 2017 |  |  |  |  | Yes |  |  | Modified Bitumen with Rigid Insulation | Frame |  | 3 | Yes
|  | SPC | ST. PHILIP'S COLLEGE (SPC) | Grounds Building (Building #3) | 1801 Martin Luther King Drive | San Antonio | TX | 78203 | X | 3000 | 351731 |  |  | 351731
|  | SPC | ST. PHILIP'S COLLEGE (SPC) | Health & Fitness Center (Building #7) Pending Demo | 1801 Martin Luther King Drive | San Antonio | TX | 78203 | X | 25833 | 5671860.0159 | 346830.3 |  | 6018690.3159 | 466 | 1942 | 1990 | X | [5 empty] | tar & gravel or rock | Masonry Non-Combustible | Flat | 1 | Manual
|  | SPC | ST. PHILIP'S COLLEGE (SPC) | Learning & Leadership Development Center (Building #17) UNDER RENO | 1801 Martin Luther King Drive | San Antonio | TX | 78203 | X | 15331 | 2915558.7861 | 46033.5 |  | 2961592.2861 |  | 1997 |  | X | X | 1 |  |  |  |  | B |  | 1
|  | SPC | ST. PHILIP'S COLLEGE (SPC) | Maintenance (Building #5) | 1801 Martin Luther King Drive | San Antonio | TX | 78203 | X | 8608 | 1774292.7546 | 571114.73 |  | 2345407.4846 |  | 1972 | [7 empty] | Asphalt Shingles | Frame | Medium | 1 | None
|  | SPC | ST. PHILIP'S COLLEGE (SPC) | Norris Homestead | 1801 Martin Luther King Drive | San Antonio | TX | 78203 | X |  |  |  |  | 0
|  | SPC | ST. PHILIP'S COLLEGE (SPC) | Portable (Building #21) | 1801 Martin Luther King Drive | San Antonio | TX | 78203 | X | 1440 | 116502 |  |  | 116502 |  | 2009 | [10 empty] | 1
|  | SPC | ST. PHILIP'S COLLEGE (SPC) | Portable (Building #22) | 1801 Martin Luther King Drive | San Antonio | TX | 78203 | X | 1440 | 116502 |  |  | 116502 |  | 2009 | [10 empty] | 1
|  | SPC | ST. PHILIP'S COLLEGE (SPC) | Portable (Building #23) | 1801 Martin Luther King Drive | San Antonio | TX | 78203 | X | 1440 | 109086.1926 |  |  | 109086.1926 |  | 2009 | [10 empty] | 1
2022-05-03 |  | SPC | ST. PHILIP'S COLLEGE (SPC) | Saint Artemisia Bowden Center of Excellence (Building #26) | 1801 Martin Luther King Drive | San Antonio | TX | 78203 | X | 24680 | 12500000 | 3400000 |  | 15900000 | 695 | 2021 | 2021 | X |  |  |  | 2021 |  | PVC Thermoplastic single-ply | Concrete | Flat | 2 | Manual
|  | SPC | ST. PHILIP'S COLLEGE (SPC) | Sutton Learning Center (Building #10) | 1801 Martin Luther King Drive | San Antonio | TX | 78203 | X | 119740 | 21444939 | 839045.84 |  | 22283984.84 | 1278 | 1975 | 2013 | X | X | 1 |  | 2012 | 2 Yrs | Granule Surfaced APP Modified Bitumen | ISO 5 Modified Fire Resistive | Flat | 3 | Manual & Automatic
|  | SPC | ST. PHILIP'S COLLEGE (SPC) | Tennis Court Restrooms (Building #19) | 1801 Martin Luther King Drive | San Antonio | TX | 78203 | X | 576 | 173097.2955 |  |  | 173097.2955
|  | SPC | ST. PHILIP'S COLLEGE (SPC) | Tennis Courts | 1801 Martin Luther King Drive | San Antonio | TX | 78203 | X | 27500 | 1506216 |  |  | 1506216
|  | SPC | ST. PHILIP'S COLLEGE (SPC) | Tennis Courts Field House | 1801 Martin Luther King Drive | San Antonio | TX | 78203 | X | 584 | 50000 | 5000 |  | 55000
2020-08-01 |  | SPC | ST. PHILIP'S COLLEGE (SPC) | Tourism, Hospitality and Culinary Arts Building (Building #24) | 1801 Martin Luther King Drive | San Antonio | TX | 78203 | X | 62128 | 29000000 | 1400000 |  | 30400000 |  | 2020 | [8 empty] | Fire Resistive |  | 4
|  | SPC | ST. PHILIP'S COLLEGE (SPC) | Turbon Student Center (Building #13) | 1801 Martin Luther King Drive | San Antonio | TX | 78203 | X | 36400 | 13000000 | 400000 |  | 13400000 |  | 1953 | 2017 | [6 empty] | tar & gravel or rock | SFR EC-SWR | Flat | 2 | Manual
|  | SPC | ST. PHILIP'S COLLEGE (SPC) | Watson Fine Arts Center (Building #1) | 1801 Martin Luther King Drive | San Antonio | TX | 78203 | X | 50360 | 13378695.8058 | 602746.9 |  | 13981442.7058 | 422 | 1993 |  | X | X | 1 |  |  |  | tar & gravel or rock | Modified Fire Resistive | Flat | 1 | Manual
|  | SPC | ST. PHILIP'S COLLEGE (SPC) | Welcome Center, Center for Health Professions and Center for Learning Resources (Building #8) | 1801 Martin Luther King Drive | San Antonio | TX | 78203 | X | 217265 | 44599517 | 6074008.69 |  | 50673525.69 |  | 2009 | [8 empty] | Type II Construction: Non-Combustible |  | 3
2022-04-06 |  | SPC | ST. PHILIP'S COLLEGE (SPC) | William Allen Hudgins Health & Wellness Recreation & Wellness Center (Building #25) | 1801 Martin Luther King Drive | San Antonio | TX | 78203 | X | 53267 | 23000000 | 1200000 |  | 24200000 | 2043 | 2022 |  | X | [6 empty] | Concrete / Metal |  | 2
|  | SPC | ST. PHILIP'S COLLEGE (SPC) | William C. Davis Science Bldg. (Building #9) | 1801 Martin Luther King Drive | San Antonio | TX | 78203 | X | 83829 | 20465272.4928 | 2006511.5 |  | 22471783.9928 | 1154 | 1992 | 2012 | X |  |  |  | 2012 | 2 Yrs | Granule Surfaced APP Modified Bitumen | Type II Construction: Non-Combustible | Flat | 3 | Manual & Automatic
|  | SWC | SPC - SOUTHWEST CAMPUS (SWC) | Aircraft Technology Center (Bldg #2) | 800 Quintana Road | San Antonio | TX | 78211 | X | 41550 | 5686595.4924 | 836112.31 |  | 6522707.8024 | 120 | 1937 |  |  | X | 8 |  |  |  | tar & gravel or rock | IC | 15%Flat - 85% Low | 1 | None
|  | SWC | SPC - SOUTHWEST CAMPUS (SWC) | Diesel Technology Center (Bldg #6) | 800 Quintana Road | San Antonio | TX | 78211 | X | 11048 | 1448286 | 648602.21 |  | 2096888.21 | 162 | 2009 | [10 empty] | 1
|  | SWC | SPC - SOUTHWEST CAMPUS (SWC) | Diesel Technology Lab (Bldg #7) | 800 Quintana Road | San Antonio | TX | 78211 | X | 13223 | 2015063 | 992951.68 |  | 3008014.68 |  | 2009 | [10 empty] | 1
|  | SWC | SPC - SOUTHWEST CAMPUS (SWC) | Industrial Technology Center (Bldg #1) | 800 Quintana Road | San Antonio | TX | 78211 | X | 294113 | 52372638.7146 | 4630126.72 | - | 57002765.4346 | 1031 | 1940 | 1990 | X | X | 8 |  |  |  | tar & gravel or rock | ICM EC-WR | 15% Flat - 85% Low | 1 | None
|  | SWC | SPC - SOUTHWEST CAMPUS (SWC) | Multi-Disciplinary Instructional Center (Bldg #3) | 800 Quintana Road | San Antonio | TX | 78211 | X | 50360 | 9541129 | 2391816.92 |  | 11932945.92 | 270 | 2007 | [8 empty] | Type II Construction: Non-Combustible |  | 2
|  | SWC | SPC - SOUTHWEST CAMPUS (SWC) | Solar Panel Storage Building | 800 Quintana Road | San Antonio | TX | 78211 | X | 720 | 32158.53 | 0 |  | 32158.53 |  | 2010
2022-06-21 |  | SWC | SPC - SOUTHWEST CAMPUS (SWC) | Welding Autobody Collision Center (Bldg #12) | 800 Quintana Road | San Antonio | TX | 78211 | X | 62093 | 20000000 | 4000000 |  | 24000000 | 653 | 2022 | [8 empty] | Pre-engineered Metal |  | 2
[10 empty] | 6526083 | 1439319913.4718 | 157117606.32 |  | 1596587519.7918
Legend:
Updated or changed
[10 empty] | Name: | Mike Legg
[10 empty] | Title: | Director, Enterprise Risk Management
[10 empty] | Date: | 2024-04-30

## Theaters & Pools
Theaters/Auditoriums
Campus | Physical Address | Bldg | Type | Capacity | Annual Receipts | School Spon Event | Rental income outside Org
Northeast Lake View College | 1201 Kitty Hawk Rd Universal City TX 78148 | Lampasas Performing Arts Center | Theater | 303 | **Currently Renovation Project
Northwest Vista College | 3535 N Ellison Dr. San Antonio TX 78251 | Palmetto Center For The Arts | Theater | 396 | Academic Only-$1,225.00 | YES | NO
Northwest Vista College | 3535 N Ellison Dr. San Antonio TX 78251 | Palmetto Center For The Arts | Theater | 75 | NA | YES | NO
Palo Alto College | 1400 W. Villaret Blvd. San Antonio TX 78224 | Performing Arts Center | Theater | 400 | NA | Yes | NO
San Antonio College | 1819 N. Main Ave. San Anotnio TX 78212 | McAllister Auditorium | Theater | 1000 | NA | YES | No
St. Philips College | 1801 Martin Luther King Drive San Antonio TX 78203 | Watson Fire Arts | Theater | 603 | NA | YES | No
Pools
Campus | Physical Address | Bldg | Type | Open Public | Lifegaurds on duty | Lifeguard EE ACD | Rental for private | Hold Harmless
San Antonio College | 1819 N. Main Ave. San Anotnio TX 78212 | Candler Physical Education Center | Pool | NO | NO | NO | NO | NA
St. Philips College | 1801 Martin Luther King Drive San Antonio TX 78203 | William Allen Hudgins Health and Wellness Building | Pool | NO | NO | NO | NO | NA
Palo Alto College | 1400 W. Villaret Blvd. San Antonio TX 78224 | Natatorium | Pool | **Currently Closed for schduled renovation-reopening schduled 2026

## Roof Info
Campus - Campus Name | Campus - Code | Asset - Asset Name | Asset - Number | Asset - Maximo Number | System - Quantity | System - System Name | System - Uniformat | System - Replacement Cost | System - System Group | System - Year Installed | System - Years Remaining(Age-Based) | System - Years Remaining(Observed)
Northeast Lakeview College | NLC | Blanco Hall (Fine Arts Building) | 0400 | NLC-0400 | 12642.5 | Modified Bitumen | B30 - Roofing | 132580.89 | Roofing | 2009 | 5 | 9
Northeast Lakeview College | NLC | Blanco Hall (Fine Arts Building) | 0400 | NLC-0400 | 600 | Metal Roofing - High End_Kiln Shed | B30 - Roofing | 17430 | Roofing | 2009 | 50 | 54
Northeast Lakeview College | NLC | Medina CTE Center (Career Technology) | 0800 | NLC-0800 | 11150 | Modified Bitumen | B30 - Roofing | 116929.16 | Roofing | 2008 | 4 | 8
Northeast Lakeview College | NLC | Brazos Student Union (Student Commons) | 0300 | NLC-0300 | 3000 | Single-Ply EPDM with Pavers on Roof | B30 - Roofing | 149284.11 | Roofing | 2009 | 10 | 14
Northeast Lakeview College | NLC | Brazos Student Union (Student Commons) | 0300 | NLC-0300 | 30800 | Modified Bitumen | B30 - Roofing | 327078.14 | Roofing | 2009 | 5 | 9
Northeast Lakeview College | NLC | Brazos Student Union (Student Commons) | 0300 | NLC-0300 | 3000 | Metal Roofing - Mid-Range | B30 - Roofing | 76356 | Roofing | 2009 | 35 | 39
Northeast Lakeview College | NLC | Physical Plant | 0200A | NLC-0200 | 18480 | Modified Bitumen | B30 - Roofing | 193798.28 | Roofing | 2008 | 4 | 8
Northeast Lakeview College | NLC | Llano Wellness Center | 0100 | NLC-0100 | 29500 | Modified Bitumen - Polyglass Coating System | B30 - Roofing | 309364.14 | Roofing | 2023 | 19
Northeast Lakeview College | NLC | Llano Wellness Center | 0100 | NLC-0100 | 5000 | Metal Roofing - Mid-Range | B30 - Roofing | 127260 | Roofing | 2009 | 35 | 39
Northeast Lakeview College | NLC | Bosque Science Center (Science Building) | 0200 | NLC-200A | 13072 | Modified Bitumen | B30 - Roofing | 137085.02 | Roofing | 2008 | 4 | 8
Northeast Lakeview College | NLC | Comal Learning Resource Center (Library - Learning Resource Center) | 0600 | NLC-0600 | 2450 | Metal Roofing - High End | B30 - Roofing | 71172.5 | Roofing | 2008 | 49 | 53
Northeast Lakeview College | NLC | Comal Learning Resource Center (Library - Learning Resource Center) | 0600 | NLC-0600 | 27540 | Modified Bitumen | B30 - Roofing | 288809.78 | Roofing | 2008 | 4 | 8
Northeast Lakeview College | NLC | Comal Learning Resource Center (Library - Learning Resource Center) | 0600 | NLC-0600 | 1500 | Skylights - Monumental | B3021 - Glazed Roof Openings | 198630 | Roofing | 2008 | 14 | 18
Northeast Lakeview College | NLC | Lampasas Performing Arts Center | 0500 | NLC-0500 | 26400 | Modified Bitumen | B30 - Roofing | 276854.69 | Roofing | 2009 | 5 | 9
Northeast Lakeview College | NLC | Lampasas Performing Arts Center | 0500 | NLC-0500 | 100 | Skylights - Monumental | B3021 - Glazed Roof Openings | 13242 | Roofing | 2009 | 15 | 19
Northeast Lakeview College | NLC | Lampasas Performing Arts Center | 0500 | NLC-0500 | 60 | Skylights - Dome Types | B3021 - Glazed Roof Openings | 7447.2 | Roofing | 2009 | 10 | 14
Northeast Lakeview College | NLC | Salado Hall (Academic 1) | 0700 | NLC-0700 | 21413.67 | Modified Bitumen | B30 - Roofing | 224563.44 | Roofing | 2008 | 4 | 8
Northeast Lakeview College | NLC | Observatory | N/A |  | 48 | Metal Roofing - High End | B30 - Roofing | 1394.4 | Roofing | 2010 | 51 | 55
Central Texas Technology Center | CTT | Central Texas Technology Center Phase II | 2189B |  | 1450 | BUR (Built-Up Roofing) | B30 - Roofing | 18623.44 | Roofing | 2016 | 12 | 16
Central Texas Technology Center | CTT | Central Texas Technology Center Phase II | 2189B |  | 28500 | Metal Roofing - High End | B30 - Roofing | 827925 | Roofing | 2016 | 57 | 61
St. Philip's College | SPC | Grounds Building | 0003 | SPC-3 | 3000 | Metal Roofing - Economy | B30 - Roofing | 41538 | Roofing | 2010 | 36 | 40
St. Philip's College | SPC | Tennis Court Restrooms | 0019 |  | 576 | Metal Roofing - Economy | B30 - Roofing | 7975.3 | Roofing | 2010 | 36 | 40
St. Philip's College | SPC | Electrical Plant | 0015 | SPC-0004 | 8070 | Modified Bitumen | B30 - Roofing | 85880.29 | Roofing | 2021 | 17
St. Philip's College | SPC | Campus Security Building | 0016 | SPC-0003 | 1857 | Modified Bitumen | B30 - Roofing | 19762.05 | Roofing | 2021 | 17
St. Philip's College | SPC | Campus Center | 0012 | SPC-0006 | 19500 | BUR (Built-Up Roofing) | B30 - Roofing | 250891.88 | Roofing | 1990 | 0 | 0
St. Philip's College | SPC | Maintenance Shop | 0005 | SPC-0007 | 7500 | Metal Roofing - Economy | B30 - Roofing | 103845 | Roofing | 1972 | 0 | 2
St. Philip's College | SPC | E.L. Turbon Student Center | 0013 | SPC-0008 | 21339 | Single-Ply Membrane - Fully Adhered | B30 - Roofing | 244959.34 | Roofing | 2017 | 18 | 22
St. Philip's College | SPC | E.L. Turbon Student Center | 0013 | SPC-0008 | 3 | Roof Hatch | B3022 - Roof Hatches | 4626.06 | Roofing | 2017 | 33 | 40
St. Philip's College | SPC | Legacy Bowden Building (Original) | 0014 | SPC-0009 | 13600 | Modified Bitumen | B30 - Roofing | 144730.11 | Roofing | 1987 | 0 | 0
St. Philip's College | SPC | Watson Fine Arts Center | 0001 | SPC-0010 | 675 | Skylights - Monumental | B3021 - Glazed Roof Openings | 89383.5 | Roofing | 2022 | 28
St. Philip's College | SPC | Watson Fine Arts Center | 0001 | SPC-0010 | 28400 | Modified Bitumen | B30 - Roofing | 302230.53 | Roofing | 2022 | 18
St. Philip's College | SPC | Watson Fine Arts Center | 0001 | SPC-0010 | 1650 | Metal Roofing - High End | B30 - Roofing | 47932.5 | Roofing | 1993 | 34 | 8
St. Philip's College | SPC | Applied Science Building | 0002 | SPC-0011 | 44000 | Modified Bitumen | B30 - Roofing | 468244.48 | Roofing | 2021 | 17
St. Philip's College | SPC | Continuing Education | 0004 | SPC-0012 | 10000 | Modified Bitumen | B30 - Roofing | 106419.2 | Roofing | 2021 | 17
St. Philip's College | SPC | Health and Fitness Center | 0007 | SPC-0013 | 25833 | Asphalt Shingled Roofing | B30 - Roofing | 12224.18 | Roofing | 2000 | 0 | 0
St. Philip's College | SPC | Health and Fitness Center | 0007 | SPC-0013 | 25833 | Modified Bitumen | B30 - Roofing | 27491.27 | Roofing | 2000 | 0 | 0
St. Philip's College | SPC | Health and Fitness Center | 0007 | SPC-0013 | 25833 | BUR (Built-Up Roofing) | B30 - Roofing | 265899.07 | Roofing | 1995 | 0 | 0
St. Philip's College | SPC | Science Building (William C. Davis) | 0009 | SPC-0001 | 28400 | Modified Bitumen - Includes Elastomeric Seal Coat | B30 - Roofing | 313420.13 | Roofing | 2019 | 15 | 10
St. Philip's College | SPC | Sutton Learning Center | 0010 | SPC-0002 | 39913.33 | Modified Bitumen | B30 - Roofing | 649874.33 | Roofing | 2012 | 8 | 12
St. Philip's College | SPC | Sutton Learning Center | 0010 | SPC-0002 | 1500 | Skylights - Monumental | B3021 - Glazed Roof Openings | 198630 | Roofing | 2024 | 30
St. Philip's College | SPC | Norris Technical Building | 0011 | SPC-0005 | 18000 | Modified Bitumen | B30 - Roofing | 191554.56 | Roofing | 2007 | 3 | 7
St. Philip's College | SPC | Portable Building | 0023 | SPC-PORTABLE21 | 1440 | Single-Ply Membrane - Fully Adhered | B30 - Roofing | 16562.76 | Roofing | 2009 | 10 | 8
St. Philip's College | SPC | Applied Health, Welcome Center and CLR | 0008 | SPC-0016 | 87500 | Modified Bitumen | B30 - Roofing | 931168 | Roofing | 2009 | 5 | 9
St. Philip's College | SPC | Portable Building | 0022 | SPC-PORTABLE22 | 1440 | Single-Ply Membrane - Fully Adhered | B30 - Roofing | 16562.76 | Roofing | 2009 | 10 | 14
St. Philip's College | SPC | Portable Building | 0021 | SPC-PORTABLE21 | 1440 | Single-Ply Membrane - Fully Adhered | B30 - Roofing | 16562.76 | Roofing | 2009 | 10 | 8
St. Philip's College | SPC | Veterans Outreach Center | 0020 |  | 4960 | Modified Bitumen | B30 - Roofing | 52672.32 | Roofing | 2017 | 13 | 17
St. Philip's College | SPC | Veterans Outreach Center | 0020 |  | 1 | Roof Hatch | B3022 - Roof Hatches | 1542.02 | Roofing | 2017 | 33 | 37
St. Philip's College | SPC | Child Development Center | 0018 | SPC-0015 | 6700 | BUR (Built-Up Roofing) | B30 - Roofing | 86203.88 | Roofing | 2021 | 17
St. Philip's College | SPC | Child Development Center | 0018 | SPC-0015 | 500 | Skylights - Monumental | B3021 - Glazed Roof Openings | 49657.5 | Roofing | 2001 | 7 | 11
St. Philip's College | SPC | Child Development Center | 0018 | SPC-0015 | 400 | Metal Roofing - Mid-Range - New | B30 - Roofing | 10180.8 | Roofing | 2001 | 27 | 5
St. Philip's College | SPC | Child Development Center | 0018 | SPC-0015 | 500 | Metal Roofing - Economy | B30 - Roofing | 6923 | Roofing | 2001 | 27 | 31
St. Philip's College | SPC | Chiller Building (aka Central Plant) | 0006 | SPC-0017 | 2930 | Modified Bitumen | B30 - Roofing | 62361.65 | Roofing | 2009 | 5 | 9
St. Philip's College | SPC | Learning and Leadership Development Center (LLDC) | 0017 | SPC-0014 | 12831 | Modified Bitumen | B30 - Roofing | 136546.48 | Roofing | 2021 | 17
St. Philip's College | SPC | Learning and Leadership Development Center (LLDC) | 0017 | SPC-0014 | 3000 | Metal Roofing - Economy | B30 - Roofing | 41538 | Roofing | 2002 | 28 | 15
First Responders Academy | FRA | Ammunition Storage | N/A |  | 900 | Metal Roofing - Mid-Range | B30 - Roofing | 17577 | Roofing | 2012 | 38 | 42
First Responders Academy | FRA | Firing Range | 39 |  | 2310 | Metal Roofing - Mid-Range | B30 - Roofing | 45114.3 | Roofing | 2012 | 38 | 42
First Responders Academy | FRA | Firing Range | 39 |  | 180 | Metal Roofing - Economy | B30 - Roofing | 2492.28 | Roofing | 2012 | 38 | 42
First Responders Academy | FRA | Wastewater Treatment Plant | N/A |  | 1156 | Asphalt Shingled Roofing | B30 - Roofing | 5470.19 | Roofing | 2013 | 9 | 13
First Responders Academy | FRA | Lift Pump Station Building | N/A |  | 950 | Metal Roofing - Economy | B30 - Roofing | 13153.7 | Roofing | 2009 | 25 | 29
First Responders Academy | FRA | Portable Restrooms 18/20 | 0018 |  | 1512 | Single-Ply Membrane - Fully Adhered | B30 - Roofing | 17390.9 | Roofing | 2009 | 10 | 14
First Responders Academy | FRA | Restroom Building | 0002 |  | 875 | Metal Roofing - Mid Range | B30 - Roofing | 23618 | Roofing | 2009 | 35 | 39
First Responders Academy | FRA | Pump House Building | 0023 |  | 324 | Metal Roofing - High End | B30 - Roofing | 9412.2 | Roofing | 2009 | 50 | 54
First Responders Academy | FRA | Portable 02/04 | 0003 |  | 1440 | Single-Ply Membrane - Fully Adhered | B30 - Roofing | 16562.76 | Roofing | 2009 | 10 | 14
First Responders Academy | FRA | Apparatus Bay Building | 0001 |  | 5800 | Metal Roofing - Economy | B30 - Roofing | 96368.16 | Roofing | 2009 | 35 | 39
First Responders Academy | FRA | Storage Building | 0026 |  | 600 | Metal Roofing - Economy | B30 - Roofing | 9969.12 | Roofing | 2010 | 36 | 40
First Responders Academy | FRA | Portable 09/011 | 0006 |  | 1440 | Single-Ply Membrane - Fully Adhered | B30 - Roofing | 16562.76 | Roofing | 2009 | 10 | 14
First Responders Academy | FRA | Portable 22/21 | 0017 |  | 1440 | Single-Ply Membrane - Fully Adhered | B30 - Roofing | 16562.76 | Roofing | 2009 | 10 | 14
First Responders Academy | FRA | Portable 19/17 | 0019 |  | 1440 | Single-Ply Membrane - Fully Adhered | B30 - Roofing | 16562.76 | Roofing | 2009 | 10 | 14
First Responders Academy | FRA | Chlorine Building | 0024 |  | 126 | Asphalt Shingled Roofing | B30 - Roofing | 1001.95 | Roofing | 2009 | 5 | 9
First Responders Academy | FRA | Portable 05/07 | 0007 |  | 1440 | Single-Ply Membrane - Fully Adhered | B30 - Roofing | 16562.76 | Roofing | 2009 | 10 | 14
First Responders Academy | FRA | Portable 06/08 | 0004 |  | 1440 | Single-Ply Membrane - Fully Adhered | B30 - Roofing | 16562.76 | Roofing | 2009 | 10 | 14
First Responders Academy | FRA | Portable 10/12 | 0005 |  | 1440 | Single-Ply Membrane - Fully Adhered | B30 - Roofing | 16562.76 | Roofing | 2009 | 10 | 14
First Responders Academy | FRA | Portable 13/15 | 0010 |  | 1440 | Single-Ply Membrane - Fully Adhered | B30 - Roofing | 16562.76 | Roofing | 2009 | 10 | 14
First Responders Academy | FRA | Portable 14/16 | 0009 |  | 1440 | Single-Ply Membrane - Fully Adhered | B30 - Roofing | 16562.76 | Roofing | 2009 | 10 | 14
First Responders Academy | FRA | Portable 26/25 | 0011 |  | 1440 | Single-Ply Membrane - Fully Adhered | B30 - Roofing | 16562.76 | Roofing | 2009 | 10 | 14
First Responders Academy | FRA | Portable 24/23 | 0014 |  | 1440 | Single-Ply Membrane - Fully Adhered | B30 - Roofing | 16562.76 | Roofing | 2009 | 10 | 14
First Responders Academy | FRA | Portable 01/03 | 0008 |  | 1440 | Single-Ply Membrane - Fully Adhered | B30 - Roofing | 16562.76 | Roofing | 2009 | 10 | 14
Palo Alto College | PAC | Physical Plant Satellite_Fuel Storage | 0025 |  | 484 | Metal Roofing - Economy | B30 - Roofing | 10052.2 | Roofing | 2012 | 38 | 42
Palo Alto College | PAC | Physical Plant Satellite_Vehicle Storage | 0043 |  | 1700 | Metal Roofing - Economy | B30 - Roofing | 35307.3 | Roofing | 2012 | 38 | 42
Palo Alto College | PAC | Physical Plant Satellite_Facilities Ground Storage | 0024 |  | 2720 | Metal Roofing - Economy | B30 - Roofing | 56491.68 | Roofing | 2012 | 38 | 42
Palo Alto College | PAC | Gymnasium-2013 Addition | 0010 | PAC-0023 | 5120 | Metal Roofing - High End | B30 - Roofing | 148736 | Roofing | 2013 | 54 | 58
Palo Alto College | PAC | Nueces Hall | 0005 | PAC-0005 | 14375 | Metal Roofing - High End | B30 - Roofing | 41759.38 | Roofing | 2011 | 52 | 51
Palo Alto College | PAC | Nueces Hall | 0005 | PAC-0005 | 14375 | Modified Bitumen (Polyglass Roof Recoat) | B30 - Roofing | 137679.84 | Roofing | 2022 | 18
Palo Alto College | PAC | Sabine Hall | 0018 | PAC-0020 | 16800 | Metal Roofing - High End | B30 - Roofing | 488040 | Roofing | 2004 | 45 | 49
Palo Alto College | PAC | Sabine Hall | 0018 | PAC-0020 | 2600 | Modified Bitumen | B30 - Roofing | 27668.99 | Roofing | 2024 | 20 | 20
Palo Alto College | PAC | San Marcos Hall | 0001 | PAC-0001 | 12609 | Modified Bitumen (with Roof Coating Applied) | B30 - Roofing | 120765.57 | Roofing | 2020 | 6
Palo Alto College | PAC | San Marcos Hall | 0001 | PAC-0001 | 12609 | Metal Roofing - High End | B30 - Roofing | 36629.15 | Roofing | 2010 | 51 | 51
Palo Alto College | PAC | San Jacinto Hall - Building R | 0015 | PAC-0008 | 2500 | Metal Roofing - High End | B30 - Roofing | 72625 | Roofing | 1990 | 31 | 35
Palo Alto College | PAC | San Jacinto Hall - Building R | 0015 | PAC-0008 | 16000 | Modified Bitumen | B30 - Roofing | 170270.72 | Roofing | 2010 | 6 | 10
Palo Alto College | PAC | Ozuna Learning Resources and Computing Center - Building O | 0012 | PAC-0021 | 37915 | Metal Roofing - High End | B30 - Roofing | 1101430.75 | Roofing | 1997 | 38 | 42
Palo Alto College | PAC | Soccer Field Concession Stand/Restroom Building | 0038 | SF-01 | 1209 | Metal Roofing - Mid Range | B30 - Roofing | 32633.33 | Roofing | 2010 | 36 | 40
Palo Alto College | PAC | Veterinary Technology | 0019 | PAC-0026 | 15920 | Metal Roofing - Economy | B30 - Roofing | 330642.48 | Roofing | 2008 | 34 | 38
Palo Alto College | PAC | Gymnasium | 0010 | PAC-0023 | 15217 | Metal Roofing - High End | B30 - Roofing | 442053.85 | Roofing | 1991 | 32 | 36
Palo Alto College | PAC | Portable Building 101 | 0026 | PAC-037-01-PORT-101 PAC-0027-01-PORT | 1440 | Single-Ply Membrane - Fully Adhered | B30 - Roofing | 16562.76 | Roofing | 2009 | 10 | 14
Palo Alto College | PAC | Brazos Hall | 0022 | PAC-0018 | 25900 | Modified Bitumen | B30 - Roofing | 275625.73 | Roofing | 2009 | 5 | 9
Palo Alto College | PAC | Brazos Hall | 0022 | PAC-0018 | 2900 | Metal Roofing - High End | B30 - Roofing | 84245 | Roofing | 2009 | 50 | 54
Palo Alto College | PAC | Guadalupe Hall | 0002 | PAC-0002 | 12863 | Metal Roofing - High End | B30 - Roofing | 37367.02 | Roofing | 2009 | 50 | 51
Palo Alto College | PAC | Guadalupe Hall | 0002 | PAC-0002 | 14000 | Modified Bitumen (Polyglass Roof Recoat) | B30 - Roofing | 148986.88 | Roofing | 2022 | 18
Palo Alto College | PAC | Student Center - Building G | 0006 | PAC-0014 | 22243 | Metal Roofing - High End | B30 - Roofing | 64615.92 | Roofing | 1987 | 28 | 32
Palo Alto College | PAC | Student Center - Building G | 0006 | PAC-0014 | 22243 | Modified Bitumen | B30 - Roofing | 213037.4 | Roofing | 2003 | 0 | 3
Palo Alto College | PAC | Ray Ellison Family Center - Building T | 0017 | PAC-0020 | 6700 | Single-Ply Membrane - Fully Adhered_TPO Roof | B30 - Roofing | 76912.11 | Roofing | 2021 | 17
Palo Alto College | PAC | Palomino Center - Building C | 0003 | PAC-0003 | 17925 | Metal Roofing - High End | B30 - Roofing | 182252.44 | Roofing | 2009 | 50 | 54
Palo Alto College | PAC | Palomino Center - Building C | 0003 | PAC-0003 | 17925 | Modified Bitumen | B30 - Roofing | 148790 | Roofing | 2008 | 4 | 10
Palo Alto College | PAC | Natatorium | 0010 | PAC-0023 | 45000 | Metal Roofing - High End | B30 - Roofing | 1307250 | Roofing | 1991 | 32 | 5
Palo Alto College | PAC | Portable Building 110 | 0036 | PAC-037-01-PORT-110 PAC-0036-01-PORT | 1440 | Single-Ply Membrane - Fully Adhered | B30 - Roofing | 16562.76 | Roofing | 2009 | 10 | 14
Palo Alto College | PAC | Portable Building 102 | 0027 | PAC-037-01-PORT-102 PAC-0028-01-PORT | 1440 | Single-Ply Membrane - Fully Adhered | B30 - Roofing | 16562.76 | Roofing | 2009 | 10 | 14
Palo Alto College | PAC | Portable Building 104 | 0029 | PAC-037-01-PORT-104 PAC-0030-01-PORT | 1440 | Single-Ply Membrane - Fully Adhered | B30 - Roofing | 16562.76 | Roofing | 2009 | 10 | 14
Palo Alto College | PAC | Portable Building 105 | 0030 | PAC-037-01-PORT-105 PAC-0031-01-PORT | 1440 | Single-Ply Membrane - Fully Adhered | B30 - Roofing | 16562.76 | Roofing | 2009 | 10 | 14
Palo Alto College | PAC | Portable Building 106 | 0031 | PAC-037-01-PORT-106 PAC-0032-01-PORT | 1440 | Single-Ply Membrane - Fully Adhered | B30 - Roofing | 16562.76 | Roofing | 2009 | 10 | 14
Palo Alto College | PAC | Portable Building 107 | 0032 | PAC-037-01-PORT-107 PAC-0033-01-PORT | 1440 | Single-Ply Membrane - Fully Adhered | B30 - Roofing | 16562.76 | Roofing | 2009 | 10 | 14
Palo Alto College | PAC | Portable Building 108 | 0033 | PAC-0034-01-PORT | 1440 | Single-Ply Membrane - Fully Adhered | B30 - Roofing | 16562.76 | Roofing | 2009 | 10 | 14
Palo Alto College | PAC | Portable Building 109 | 0035 | PAC-037-01-PORT-109 PAC-0035-01-PORT PAC-0037-02-PORT | 1440 | Single-Ply Membrane - Fully Adhered | B30 - Roofing | 16562.76 | Roofing | 2009 | 10 | 14
Palo Alto College | PAC | Portable Building 02 | Portable #06 | PORTABLE 2 PAC-0044-01-PORT | 1440 | Metal Roofing - Economy | B30 - Roofing | 19938.24 | Roofing | 2003 | 29 | 33
Palo Alto College | PAC | Portable Building 03 | Portable #03 | PORTABLE 3 PAC-0041-01-PORT | 1440 | Metal Roofing - Economy | B30 - Roofing | 19938.24 | Roofing | 2001 | 27 | 31
Palo Alto College | PAC | Portable Building 103 | 0028 | PAC-037-01-PORT-103 PAC-0029-01-PORT | 1440 | Single-Ply Membrane - Fully Adhered - New | B30 - Roofing | 16530.36 | Roofing | 2009 | 10 | 14
Palo Alto College | PAC | Portable Building 09 | Portable #09 | PAC-0046-01-PORT | 1440 | Metal Roofing - Economy | B30 - Roofing | 19938.24 | Roofing | 2003 | 29 | 33
Palo Alto College | PAC | Portable Building 10 | Portable #10 | PAC-0047-01-PORT | 1440 | Metal Roofing - Economy | B30 - Roofing | 19938.24 | Roofing | 2003 | 29 | 33
Palo Alto College | PAC | Portable Building 08 | Portable #08 | PAC-0045-01-PORT | 1440 | Metal Roofing - Economy | B30 - Roofing | 19938.24 | Roofing | 2003 | 29 | 33
Palo Alto College | PAC | Portable Building 01 | Portable #07 | PORTABLE 1 PAC-0043-01-PORT | 1440 | Metal Roofing - Economy | B30 - Roofing | 19938.24 | Roofing | 2003 | 29 | 33
Palo Alto College | PAC | Portable Building 06 | Portable #04 |  | 1440 | Metal Roofing - Economy | B30 - Roofing | 19938.24 | Roofing | 2003 | 29 | 25
Palo Alto College | PAC | Portable Building 04 | Portable #02 | PAC-0040-01-PORT | 1440 | Metal Roofing - Economy | B30 - Roofing | 19938.24 | Roofing | 2001 | 27 | 31
Palo Alto College | PAC | Physical Plant Satellite_Facilities Building | 0023 | NEW FACILITIES BLDG | 9915 | Metal Roofing - Economy | B30 - Roofing | 205924.64 | Roofing | 2012 | 38 | 42
Palo Alto College | PAC | Counseling Services - Building D | 0003 | PAC-0003 | 3087 | Metal Roofing - High End | B30 - Roofing | 17935.47 | Roofing | 2009 | 50 | 54
Palo Alto College | PAC | Counseling Services - Building D | 0003 | PAC-0003 | 3087 | Modified Bitumen | B30 - Roofing | 29566.45 | Roofing | 2008 | 4 | 8
Palo Alto College | PAC | Medina Hall - Building Q | 0014 | PAC-0007 | 6228 | Metal Roofing - High End | B30 - Roofing | 18092.34 | Roofing | 1990 | 31 | 15
Palo Alto College | PAC | Medina Hall - Building Q | 0014 | PAC-0007 | 7300 | Modified Bitumen (Polyglass Roof Recoat) | B30 - Roofing | 77686.02 | Roofing | 2022 | 18
Palo Alto College | PAC | Restroom At Portables | 0034 | PORTABLE RESTROOMS | 1280 | Metal Roofing - Mid Range | B30 - Roofing | 34549.76 | Roofing | 2010 | 36 | 40
Palo Alto College | PAC | Concho Hall & Gallery | 0008 | PAC-0012 | 10800 | Modified Bitumen | B30 - Roofing | 103439.46 | Roofing | 2020 | 16
Palo Alto College | PAC | Concho Hall & Gallery | 0008 | PAC-0012 | 10800 | Metal Roofing - High End | B30 - Roofing | 31374 | Roofing | 1987 | 28 | 32
Palo Alto College | PAC | Executive Offices - Building H | 0007 | PAC-0015 | 12242 | Modified Bitumen | B30 - Roofing | 117250.55 | Roofing | 2015 | 11 | 9
Palo Alto College | PAC | Executive Offices - Building H | 0007 | PAC-0015 | 12242 | Metal Roofing - High End | B30 - Roofing | 35563.01 | Roofing | 1987 | 28 | 32
Palo Alto College | PAC | Central Plant - Building M | 0011 | PAC-0017 | 6584 | Modified Bitumen | B30 - Roofing | 63059.76 | Roofing | 2005 | 1 | 5
Palo Alto College | PAC | Chiller Building | 0021 | PAC-0016 | 2905 | Modified Bitumen | B30 - Roofing | 27823.3 | Roofing | 2009 | 5 | 9
Palo Alto College | PAC | Performing Arts Center (Convocation Center) | 0020 | PAC-0022 | 300 | Skylights - Monumental | B3021 - Glazed Roof Openings | 39726 | Roofing | 2008 | 14 | 18
Palo Alto College | PAC | Performing Arts Center (Convocation Center) | 0020 | PAC-0022 | 46549 | Modified Bitumen | B30 - Roofing | 495370.73 | Roofing | 2008 | 4 | 8
Palo Alto College | PAC | Performing Arts Center (Convocation Center) | 0020 | PAC-0022 | 1000 | Metal Roofing - Moderate | B30 - Roofing | 43358 | Roofing | 2008 | 34 | 38
Palo Alto College | PAC | Pedernales Hall - Building K | 0009 | PAC-0013 | 300 | Skylights - Monumental | B3021 - Glazed Roof Openings | 39726 | Roofing | 2009 | 15 | 19
Palo Alto College | PAC | Pedernales Hall - Building K | 0009 | PAC-0013 | 17112 | Modified Bitumen | B30 - Roofing | 163894.08 | Roofing | 2024 | 20 | 20
Palo Alto College | PAC | Gutierrez Learning Labs - Building P | 0013 | PAC-0006 | 7562 | Metal Roofing - High End | B30 - Roofing | 21967.61 | Roofing | 1990 | 31 | 15
Palo Alto College | PAC | Gutierrez Learning Labs - Building P | 0013 | PAC-0006 | 7562 | Modified Bitumen | B30 - Roofing | 72426.78 | Roofing | 2021 | 17
Palo Alto College | PAC | Frio Hall | 0004 | PAC-0004 | 14000 | Modified Bitumen (Polyglass Roof Recoat) | B30 - Roofing | 148986.88 | Roofing | 2022 | 18
Palo Alto College | PAC | Frio Hall | 0004 | PAC-0004 | 14357 | Metal Roofing - High End | B30 - Roofing | 41707.09 | Roofing | 2009 | 50 | 54
San Antonio College | SAC | Victory Center | 0022 | SAC-0022 | 11912 | Single-Ply Membrane - Fully Adhered | B30 - Roofing | 136742.85 | Roofing | 2018 | 19 | 23
San Antonio College | SAC | Eco Centro | 0046 |  | 3358 | Metal Roofing - High End | B30 - Roofing | 97549.9 | Roofing | 2013 | 54 | 58
San Antonio College | SAC | Tobin Lofts Parking Garage | 1415 |  | 2558 | Single-Ply Membrane - Fully Adhered | B30 - Roofing | 29364.36 | Roofing | 2014 | 15 | 19
San Antonio College | SAC | Loftin Student Center | 0020 | SAC-0020 | 25382.5 | Modified Bitumen | B30 - Roofing | 266184.25 | Roofing | 2008 | 4 | 8
San Antonio College | SAC | Loftin Student Center | 0020 | SAC-0020 | 900 | Skylights - Monumental | B3021 - Glazed Roof Openings | 119178 | Roofing | 1991 | 0 | 1
San Antonio College | SAC | Chemistry/Geology Portable | 0038 |  | 8400 | Modified Bitumen - New | B30 - Roofing | 89203.13 | Roofing | 2009 | 5 | 9
San Antonio College | SAC | CE Annex B - Portable Building | 0017 | SAC-0017 | 1440 | Metal Roofing - Economy | B30 - Roofing | 19938.24 | Roofing | 2004 | 30 | 34
San Antonio College | SAC | Gonzales Hall | 0002 | SAC-0002 | 17570 | Modified Bitumen | B30 - Roofing | 186978.53 | Roofing | 2003 | 0 | 3
San Antonio College | SAC | McAllister Fine Arts Center | 0004 | SAC-0004 | 30451 | BUR (Built-Up Roofing) | B30 - Roofing | 38707.03 | Roofing | 2008 | 4 | 5
San Antonio College | SAC | McAllister Fine Arts Center | 0004 | SAC-0004 | 30451 | Modified Bitumen | B30 - Roofing | 291651.4 | Roofing | 2010 | 6 | 5
San Antonio College | SAC | Bennett East (Music Hall) | 0006 | SAC-0006 | 2860 | Metal Roofing - High End | B30 - Roofing | 83083 | Roofing | 1960 | 1 | 5
San Antonio College | SAC | Fletcher Administration Center | 0021 | SAC-0021 | 24000 | Modified Bitumen | B30 - Roofing | 251686.08 | Roofing | 1990 | 0 | 0
San Antonio College | SAC | College Information Technologies (Ashby House) | 0011 | SAC-0011 | 1734 | Asphalt Shingled Roofing | B30 - Roofing | 8205.29 | Roofing | 2008 | 4 | 8
San Antonio College | SAC | Bennett Carriage House (Maintenance) | 0007 | SAC-0007 | 1920 | Metal Roofing - High End | B30 - Roofing | 44620.8 | Roofing | 1920 | 0 | 0
San Antonio College | SAC | Chemistry/Geology Building | 0025 |  | 20500 | Modified Bitumen | B30 - Roofing | 214981.86 | Roofing | 2010 | 6 | 10
San Antonio College | SAC | Early Childhood Center | 0012 | SAC-0012 | 8300 | Modified Bitumen | B30 - Roofing | 87041.44 | Roofing | 1991 | 0 | 0
San Antonio College | SAC | Longwith Radio Television & Film | 0013 | SAC-0013 | 15500 | Modified Bitumen | B30 - Roofing | 162547.26 | Roofing | 2021 | 17
San Antonio College | SAC | Moody Learning Center | 0024 | SAC-0024 | 26916.14 | Tremco BURmastic w/ 60mil Energy Cap | B30 - Roofing | 1106546.87 | Roofing | 2013 | 9 | 13
San Antonio College | SAC | EDUC Portable 501/502 | 0045 | EDUC PORTABLES-501 | 1440 | Metal Roofing - Economy | B30 - Roofing | 21932.06 | Roofing | 2004 | 30 | 34
San Antonio College | SAC | EDUC Portable Restroom 601/602 | 0040 | EDUC PORTABLES-601 | 616 | Single-Ply Membrane - Fully Adhered | B30 - Roofing | 7085.18 | Roofing | 2009 | 10 | 14
San Antonio College | SAC | Student Success (Old Name Early College Programs) | 0027 | SAC-0027 | 12660 | Modified Bitumen | B30 - Roofing | 134726.71 | Roofing | 2008 | 4 | 10
San Antonio College | SAC | McCreless Hall | 0003 | SAC-0003 | 31300 | Modified Bitumen | B30 - Roofing | 328240.6 | Roofing | 2008 | 4 | 8
San Antonio College | SAC | McCreless Hall | 0003 | SAC-0003 | 2200 | BUR (Built-Up Roofing) | B30 - Roofing | 28256.25 | Roofing | 1950 | 0 | 10
San Antonio College | SAC | Visual Arts & Technology Center | 0015 | SAC-0015 | 18500 | Modified Bitumen | B30 - Roofing | 194008.02 | Roofing | 2023 | 19
San Antonio College | SAC | Visual Arts & Technology Center | 0015 | SAC-0015 | 260 | Skylights - Monumental | B3021 - Glazed Roof Openings | 34429.2 | Roofing | 2023 | 29
San Antonio College | SAC | Scobee Planetarium (Challenger Learning Center) | 0026 | SAC-0026 | 9500 | BUR (Built-Up Roofing) | B30 - Roofing | 122015.63 | Roofing | 2014 | 10 | 14
San Antonio College | SAC | Scobee Planetarium (Challenger Learning Center) | 0026 | SAC-0026 | 200 | Metal Roofing - Mid-Range | B30 - Roofing | 5090.4 | Roofing | 2014 | 40 | 44
San Antonio College | SAC | Scobee Planetarium (Challenger Learning Center) | 0026 | SAC-0026 | 3100 | Single-Ply EPDM with Pavers on Roof | B30 - Roofing | 154671 | Roofing | 2014 | 15 | 19
San Antonio College | SAC | Scobee Planetarium (Challenger Learning Center) | 0026 | SAC-0026 | 1 | Observatory Roof, Retractable, Rotating, 8 ft Radius | B30 - Roofing | 116586.99 | Roofing | 2014 | 25 | 29
San Antonio College | SAC | Bennett West (Old Radio Television Film) | 0005 | SAC-0005 | 2700 | Metal Roofing - Mid-Range | B30 - Roofing | 68720.4 | Roofing | 2016 | 42 | 46
San Antonio College | SAC | Chemistry/Geology Telecom Small Portable | 0047 |  | 112 | Single-Ply Membrane - Fully Adhered | B30 - Roofing | 1288.22 | Roofing | 2009 | 10 | 14
San Antonio College | SAC | Nail Technical Center | 0028 | SAC-0028 | 32200 | Modified Bitumen | B30 - Roofing | 342669.82 | Roofing | 1996 | 0 | 0
San Antonio College | SAC | Facility / Maintenance Building | 0014 | SAC-0014 | 7000 | Metal Roofing - Economy | B30 - Roofing | 96922 | Roofing | 1976 | 2 | 6
San Antonio College | SAC | Central Plant | 0025 | SAC-0025 | 13886 | Modified Bitumen | B30 - Roofing | 118218.96 | Roofing | 1990 | 0 | 0
San Antonio College | SAC | Central Plant | 0025 | SAC-0025 | 13886 | Modified Bitumen | B30 - Roofing | 29554.74 | Roofing | 2000 | 0 | 0
San Antonio College | SAC | Parking Garage | 0030 | SAC-0030 | 3000 | Modified Bitumen | B30 - Roofing | 31925.76 | Roofing | 2008 | 4 | 8
San Antonio College | SAC | Empowerment Center Seguir Adelante Community & Womens Center | 0032 | SAC-0032 | 10220 | BUR (Built-Up Roofing) | B30 - Roofing | 131493.08 | Roofing | 2008 | 4 | 5
San Antonio College | SAC | Nursing & Allied Health Complex | 0033 | SAC-0033 | 49600 | Modified Bitumen | B30 - Roofing | 520151.23 | Roofing | 2008 | 4 | 8
San Antonio College | SAC | Nursing & Allied Health Complex | 0033 | SAC-0033 | 7400 | Metal Roofing - Mid-Range | B30 - Roofing | 188344.8 | Roofing | 2008 | 34 | 38
San Antonio College | SAC | Oppenheimer Academic Instruction Center | 0034 | SAC-0034 | 28380 | Modified Bitumen | B30 - Roofing | 302017.69 | Roofing | 2008 | 4 | 8
San Antonio College | SAC | Oppenheimer Academic Instruction Center | 0034 | SAC-0034 | 4350 | Metal Roofing - Mid-Range | B30 - Roofing | 110716.2 | Roofing | 2008 | 34 | 38
San Antonio College | SAC | Chance Academic Center | 0029 | SAC-0029 | 37650 | Modified Bitumen | B30 - Roofing | 400668.29 | Roofing | 2014 | 10 | 0
San Antonio College | SAC | CE Annex A - Portable Building | 0016 | SAC-0016 | 1440 | Metal Roofing - Economy | B30 - Roofing | 21932.06 | Roofing | 2004 | 30 | 34
San Antonio College | SAC | CE Annex D - Portable Building | 0019 | SAC-0019 | 3072 | Metal Roofing - Economy | B30 - Roofing | 42534.91 | Roofing | 2005 | 31 | 35
San Antonio College | SAC | CE Annex C - Portable Building | 0018 | SAC-0018 | 1440 | Metal Roofing - Economy | B30 - Roofing | 19938.24 | Roofing | 2005 | 31 | 35
San Antonio College | SAC | Candler Physical Education Center | 0001 | SAC-0001 | 70873 | Metal Roofing - High End | B30 - Roofing | 617658.2 | Roofing | 2015 | 56 | 60
San Antonio College | SAC | Candler Physical Education Center | 0001 | SAC-0001 | 70873 | Modified Bitumen | B30 - Roofing | 520267.64 | Roofing | 2015 | 11 | 15
San Antonio College | SAC | Music Hall Annex (Modular Portable Building 11) | 0039 |  | 4974 | Single-Ply Membrane - Fully Adhered | B30 - Roofing | 57098.64 | Roofing | 2008 | 9 | 13
San Antonio College | SAC | EDUC Portable 101/102 | 0041 | EDUC PORTABLES-101 | 1440 | Metal Roofing - Economy | B30 - Roofing | 21932.06 | Roofing | 2004 | 30 | 34
San Antonio College | SAC | EDUC Portable 301/302 | 0043 | EDUC PORTABLES-301 | 1440 | Metal Roofing - Economy | B30 - Roofing | 21932.06 | Roofing | 2004 | 30 | 34
San Antonio College | SAC | EDUC Portable 401/402 | 0044 | EDUC PORTABLES-401 | 1440 | Metal Roofing - Economy | B30 - Roofing | 21932.06 | Roofing | 2004 | 30 | 34
San Antonio College | SAC | EDUC Portable 201/202 | 0042 | EDUC PORTABLES-201 | 1440 | Metal Roofing - Economy | B30 - Roofing | 21932.06 | Roofing | 2004 | 30 | 34
San Antonio College | SAC | Grounds Building (Maintenance) - New | 0008 | SAC-0008 | 1640 | Metal Roofing - High End | B30 - Roofing | 38113.6 | Roofing | 2009 | 50 | 54
District | DIS | DSO | N/A |  | 82808 | Single-Ply Membrane - Fully Adhered | B30 - Roofing | 950587.81 | Roofing | 2019 | 20 | 25
District | DIS | DSO | N/A |  | 1 | Roof Hatch | B3022 - Roof Hatches | 1542.02 | Roofing | 2019 | 35 | 40
District | DIS | DSO Parking Garage | N/A |  | 590 | Single Ply Roofing | B30 - Roofing | 6772.86 | Roofing | 2019 | 20 | 25
Northwest Vista College | NVC | Prickly Pear Parking Garage | N/A |  | 1000 | Tremco BURmastic w/ 60mil Energy Cap | B30 - Roofing | 29898.84 | Roofing | 2013 | 9 | 13
Northwest Vista College | NVC | Prickly Pear Parking Garage | N/A |  | 1 | Roof Hatch | B3022 - Roof Hatches | 1542.02 | Roofing | 2013 | 29 | 33
Northwest Vista College | NVC | Mountain Laurel Hall | 0002 | NVC-0002 | 41000 | Metal Roofing - Mid-Range | B30 - Roofing | 1043532 | Roofing | 2021 | 47
Northwest Vista College | NVC | Huisache Hall | 0004 | NVC-0004 | 17000 | Modified Bitumen (Polyglass Roof Recoat) | B30 - Roofing | 178277.64 | Roofing | 2022 | 18
Northwest Vista College | NVC | Huisache Hall | 0004 | NVC-0004 | 33600 | Metal Roofing - High End | B30 - Roofing | 976080 | Roofing | 1998 | 39 | 43
Northwest Vista College | NVC | Texas Persimmon Physical Plant | 0001 | NVC-0001 | 11066 | Metal Roofing - High End | B30 - Roofing | 321467.3 | Roofing | 1998 | 39 | 43
Northwest Vista College | NVC | Live Oak Hall | 0007 | NVC-0007 | 37200 | Modified Bitumen | B30 - Roofing | 390113.42 | Roofing | 2024 | 20 | 20
Northwest Vista College | NVC | Live Oak Hall | 0007 | NVC-0007 | 525 | Metal Roofing - Mid-Range - 2018 Elevator Addition | B30 - Roofing | 13362.3 | Roofing | 2018 | 44 | 50
Northwest Vista College | NVC | Manzanillo Hall | 0003 | NVC-0003 | 15467.5 | Metal Roofing - High End | B30 - Roofing | 449330.88 | Roofing | 2000 | 41 | 45
Northwest Vista College | NVC | Mexican Persimmon Physical Plant | 0009 | NVC-0009 | 17058 | Metal Roofing - Economy | B30 - Roofing | 236185.07 | Roofing | 2009 | 35 | 39
Northwest Vista College | NVC | Cypress Campus Center | 0010 | NVC-0010 | 32400 | Modified Bitumen | B30 - Roofing | 339776.21 | Roofing | 2009 | 5 | 9
Northwest Vista College | NVC | Cypress Campus Center | 0010 | NVC-0010 | 9500 | Metal Roofing - High End | B30 - Roofing | 275975 | Roofing | 2009 | 50 | 54
Northwest Vista College | NVC | Pecan Hall | 0011 | NVC-0011 | 14719.5 | Metal Roofing - High End | B30 - Roofing | 427601.48 | Roofing | 2004 | 45 | 49
Northwest Vista College | NVC | Storage Building | N/A |  | 200 | Metal Roofing - Economy | B30 - Roofing | 2769.2 | Roofing | 2002 | 3 | 7
Northwest Vista College | NVC | Juniper Hall - Academic Building | 0005 | NVC-0005 | 25394.67 | Modified Bitumen (Polyglass Roof Recoat) | B30 - Roofing | 266311.87 | Roofing | 2023 | 19 | 19
Northwest Vista College | NVC | Redbud Learning Center | 0006 | NVC-0006 | 26172 | Modified Bitumen | B30 - Roofing | 274463.67 | Roofing | 2023 | 19 | 19
Northwest Vista College | NVC | Palmetto Fine Arts | 0008 | NVC-0008 | 57000 | Modified Bitumen | B30 - Roofing | 597754.44 | Roofing | 2009 | 5 | 9
Northwest Vista College | NVC | Palmetto Fine Arts | 0008 | NVC-0008 | 30232 | Metal Roofing - High End | B30 - Roofing | 351295.84 | Roofing | 1998 | 39 | 43
Southwest Campus | SWC | Material Management | 0004 |  | 13349 | Metal Roofing - Economy | B30 - Roofing | 184830.25 | Roofing | 1937 | 0 | 0
Southwest Campus | SWC | Diesel Technology Center | 0006 | SWC-3016 | 13223 | Metal Roofing - Economy | B30 - Roofing | 183085.66 | Roofing | 2009 | 35 | 39
Southwest Campus | SWC | Multi-Disciplinary Instructional Center | 0003 | SWC-3004 | 13900 | Modified Bitumen | B30 - Roofing | 147922.69 | Roofing | 2007 | 3 | 5
Southwest Campus | SWC | Industrial Technology Center | 0001 | SWC-3020 | 44116 | BUR (Built-Up Roofing) | B30 - Roofing | 567607.49 | Roofing | 2007 | 3 | 2
Southwest Campus | SWC | Industrial Technology Center | 0001 | SWC-3020 | 73530 | Modified Bitumen | B30 - Roofing | 782500.38 | Roofing | 2005 | 1 | 2
Southwest Campus | SWC | Industrial Technology Center | 0001 | SWC-3020 | 176470 | Modified Bitumen | B30 - Roofing | 1877979.62 | Roofing | 2011 | 7 | 11
Southwest Campus | SWC | Workforce Center of Excellence | 0008 |  | 100 | Skylights - Monumental | B3021 - Glazed Roof Openings | 13242 | Roofing | 1992 | 0 | 2
Southwest Campus | SWC | Workforce Center of Excellence | 0008 |  | 1020 | Metal Roofing - High End | B30 - Roofing | 29631 | Roofing | 1992 | 33 | 37
Southwest Campus | SWC | Workforce Center of Excellence | 0008 |  | 35094 | BUR (Built-Up Roofing) | B30 - Roofing | 451528.18 | Roofing | 1992 | 0 | 0
Southwest Campus | SWC | Workforce Center of Excellence | 0008 |  | 3650 | Terra Cotta and Clay Tile Roofing | B30 - Roofing | 43509.1 | Roofing | 1992 | 18 | 22
Southwest Campus | SWC | Redundant Police Dispatch Center | 0010 | Unknown | 3182 | Metal Roofing - Mid-Range | B30 - Roofing | 80988.26 | Roofing | 2018 | 44 | 48
Southwest Campus | SWC | Solar Shed | 101 |  | 720 | Asphalt Shingled Roofing | B30 - Roofing | 3407.04 | Roofing | 2011 | 7 | 11
Southwest Campus | SWC | Diesel Technology Labs | 0007 | SWC 0007 and SWC-3018 | 11048 | Metal Roofing - Economy | B30 - Roofing | 152970.61 | Roofing | 2009 | 35 | 39
Southwest Campus | SWC | Boiler Building | N/A |  | 120 | Single-Ply Membrane - Fully Adhered | B30 - Roofing | 1377.53 | Roofing | 2015 | 16 | 20
Southwest Campus | SWC | Aircraft Technology Center | 0002 | SWC-3008 | 41550 | Modified Bitumen | B30 - Roofing | 442171.78 | Roofing | 2005 | 1 | 5
Southwest Campus | SWC | Aircraft Technology Center | 0002 | SWC-3008 | 500 | Metal Roofing - Mid-Range | B30 - Roofing | 12726 | Roofing | 1937 | 0 | 10
Eastside Education & Training Center | EETC | Library Boiler Room | 0004 |  | 425 | Modified Bitumen | B30 - Roofing | 4513.25 | Roofing | 2000 | 0 | 0
Eastside Education & Training Center | EETC | Early Childhood Facility | 0006 |  | 510 | Modified Bitumen | B30 - Roofing | 5415.9 | Roofing | 2004 | 0 | 4
Eastside Education & Training Center | EETC | Early Childhood Facility | 0006 |  | 5045 | Metal Roofing - Economy | B30 - Roofing | 69853.07 | Roofing | 2004 | 30 | 34
Eastside Education & Training Center | EETC | Main Building Boiler Room | 0002 |  | 669 | BUR (Built-Up Roofing) | B30 - Roofing | 8592.47 | Roofing | 1964 | 0 | 0
Eastside Education & Training Center | EETC | Gym | 0005 |  | 5000 | Metal Roofing - Economy | B30 - Roofing | 69230 | Roofing | 2000 | 26 | 30
Eastside Education & Training Center | EETC | Library | 0003 |  | 15840 | Modified Bitumen | B30 - Roofing | 168211.61 | Roofing | 2000 | 0 | 0
Eastside Education & Training Center | EETC | Main Building | 0001 |  | 250 | Modified Bitumen | B30 - Roofing | 2654.86 | Roofing | 2003 | 0 | 7
Eastside Education & Training Center | EETC | Main Building | 0001 |  | 21000 | BUR (Built-Up Roofing) | B30 - Roofing | 269718.75 | Roofing | 1964 | 0 | 0